## Sheet 1
id | name | image | fact_sheet | group | supplier | manufacturer | instock | subsidable | custom/field_15 | custom/field_17 | custom/field_18 | custom/field_19 | custom/field_20 | custom/field_21 | custom/field_25 | custom/field_26 | custom/field_27 | custom/field_28 | custom/field_29 | custom/field_31 | custom/field_32 | custom/field_33 | custom/field_34 | custom/field_35 | custom/field_36 | custom/field_38 | custom/field_39 | custom/field_40 | custom/field_41 | custom/field_42 | custom/field_43 | custom/field_44 | custom/field_45 | custom/field_46 | custom/field_47 | custom/field_48 | custom/field_49 | custom/field_72 | custom/field_74 | custom/field_75 | custom/field_76 | custom/field_77 | custom/field_78 | custom/field_79 | custom/field_80 | custom/field_81 | custom/field_82 | custom/field_87 | custom/field_88 | custom/field_89 | custom/field_90 | custom/field_91 | custom/field_95 | custom/field_96 | custom/field_98 | custom/field_99 | custom/field_100 | custom/field_101 | custom/field_102 | custom/field_103 | custom/field_107 | custom/field_109 | custom/field_110 | custom/field_111 | custom/field_114 | custom/field_115 | custom/field_117 | custom/field_118 | custom/field_121 | custom/field_122 | custom/field_124 | custom/field_125 | custom/field_126 | custom/field_128 | custom/field_129 | custom/field_130 | custom/field_131 | custom/field_132 | custom/field_133 | custom/field_134 | custom/field_135 | custom/field_136
29873 | BES PRIME HT 28 kW ok |  |  | 347 | 619 | 315 | 1 | 1 | Wasser-Wasser Wärmepumpe | 29.6 | 5.7 | 5.2 | Nein | --- | einstufig | 0 | 56 | R-513A | 6.5 | Nein | 0 | 0 | 0 | 0 | 0 | 0 | 0 | 0 | 0 | 0 | 0 | 0 | 0 | 0 | 23.9 | 7.4 | 3.2 | 0 | /temp/20241119130714/SOLO_HT_R513A_v2.1_de.pdf | Wärmepumpen-Testzentrum WPZ Buchs |  | /temp/20241119130713/AT-HP-01164.pdf | 2027-11-18T00:00:00.000Z | AT-HP-01164 |  |  |  | 0 | 0 | 0 |  | 0000-00-00 | Ja | Ja | Nein | --- | 0 | 176 | 0 | 29.6 | A+++ | 212 | 0 | 23.9 | 0 | 0 | 0 | 0 | 0 | 0 | 0 | 0 | /temp/20241119130713/Produktdatenblatt_gemaess_EU-Verordnung_811-2013_PRIME_solo_HT_ok.pdf | A+++ | 0 | 0 | 0 | 0 | 1 | 1 | 1
29871 | BES PRIME HT 50 kW ok |  |  | 347 | 619 | 315 | 1 | 1 | Wasser-Wasser Wärmepumpe | 38.6 | 7.1 | 5.4 | Nein | --- | einstufig | 0 | 56 | R-513A | 10.5 | Nein | 0 | 0 | 0 | 0 | 0 | 0 | 0 | 0 | 0 | 0 | 0 | 0 | 0 | 0 | 29.7 | 9.6 | 3.1 | 0 | /temp/20241119120413/WW-273-24-01_Zertifikat_V01.pdf | Wärmepumpen-Testzentrum WPZ Buchs |  | /temp/20241119120413/AT-HP-01164.pdf | 2027-11-18T00:00:00.000Z | AT-HP-01164 |  |  |  | 0 | 0 | 0 |  | 0000-00-00 | Ja | Nein | Ja | --- | 0 | 172 | 5.7 | 38.6 | A+++ | 226 | 4.4 | 29.7 | 0 | 0 | 0 | 0 | 0 | 0 | 0 | 0 | /temp/20241119120412/Produktdatenblatt_gemaess_EU-Verordnung_811-2013_PRIME_solo_HT_ok.pdf | A+++ | 0 | 0 | 0 | 0 | 0 | 1 | 1
29837 | BES PRIME NR WW 30 ak |  |  | 347 | 619 | 315 | 1 | 1 | Wasser-Wasser Wärmepumpe | 28.3 | 4.9 | 5.8 | Ja | --- | einstufig | 0 | 57 | R-454B | 5.5 | Nein | 5 | 15 | 10 | 60 | 6.8 | 0 | 0 | 0 | 0 | 0 | 0 | 0 | 0 | 0 | 25.1 | 7.4 | 3.4 | 294 | /temp/20241114105818/WW-267-23-06_Zertifikat_PRIME_solo_NR_25_WW_30.pdf | Wärmepumpen-Testzentrum WPZ Buchs | WW-267-23-06 | /temp/20241114105818/AT-HP-01161.pdf | 2027-11-11T00:00:00.000Z | AT-HP-01161 |  |  |  | 0 | 0 | 0 |  | 2023-03-02T00:00:00.000Z | Nein | Nein | Ja | --- | 0 | 173 | 6.4 | 28.3 | A+++ | 253 | 4.4 | 25.1 | 0 | 0 | 0 | 0 | 0 | 0 | 0 | 0 | /temp/20241114105817/Produktdatenblatt_gemaess_EU-Verordnung_811-2013_PRIME_NR_WW.pdf | A+++ | 0 | 0 | 0 | 0 | 0 | 1 | 1
29890 | BES PRIME NR WW 30 ok |  |  | 347 | 619 | 315 | 1 | 1 | Wasser-Wasser Wärmepumpe | 29.4 | 4.8 | 6.1 | Nein | --- | einstufig | 0 | 57 | R-454B | 5.5 | Nein | 5 | 15 | 10 | 60 | 6.8 | 0 | 0 | 0 | 0 | 0 | 0 | 0 | 0 | 0 | 25.9 | 7.4 | 3.5 | 294 | /temp/20241120125109/SOLO_WW_R454B_v2.1_de.pdf | Wärmepumpen-Testzentrum WPZ Buchs |  | /temp/20241120125109/AT-HP-01161.pdf | 2027-11-11T00:00:00.000Z | AT-HP-01161 |  |  |  | 0 | 0 | 0 |  | 0000-00-00 | Ja | Nein | Ja | --- | 0 | 174 | 0 | 29.4 | A+++ | 254 | 0 | 25.9 | 0 | 0 | 0 | 0 | 0 | 0 | 0 | 0 | /temp/20241120125109/Produktdatenblatt_gemaess_EU-Verordnung_811-2013_PRIME_NR_WW.pdf | A+++ | 0 | 0 | 0 | 0 | 0 | 1 | 1
29838 | BES PRIME NR WW 55 ak |  |  | 347 | 619 | 315 | 1 | 1 | Wasser-Wasser Wärmepumpe | 50 | 8 | 6.2 | Ja | --- | einstufig | 0 | 56 | R-454B | 8 | Nein | 0 | 0 | 0 | 0 | 0 | 0 | 0 | 0 | 0 | 0 | 0 | 0 | 0 | 0 | 42.6 | 11.9 | 3.6 | 0 | /temp/20241114105942/WW-256-22-04_Zertifikat_PRIME_solo_NR_45_WW_55.pdf | Wärmepumpen-Testzentrum WPZ Buchs | WW-256-22-04 | /temp/20241114105942/AT-HP-01161.pdf | 2027-11-11T00:00:00.000Z | AT-HP-01161 |  |  |  | 0 | 0 | 0 |  | 2022-05-25T00:00:00.000Z | Nein | Nein | Ja | --- | 0 | 182 | 6.7 | 50 | A+++ | 260 | 4.8 | 43 | 0 | 0 | 0 | 0 | 0 | 0 | 0 | 0 | /temp/20241114105941/Produktdatenblatt_gemaess_EU-Verordnung_811-2013_PRIME_NR_WW.pdf | A+++ | 0 | 0 | 0 | 0 | 0 | 1 | 1
29891 | BES PRIME NR WW 55 ok |  |  | 347 | 619 | 315 | 1 | 1 | Wasser-Wasser Wärmepumpe | 54 | 7.9 | 6.8 | Nein | --- | einstufig | 0 | 56 | R-454B | 8 | Nein | 0 | 0 | 0 | 0 | 0 | 0 | 0 | 0 | 0 | 0 | 0 | 0 | 0 | 0 | 47.4 | 12.8 | 3.7 | 0 | /temp/20241120125304/SOLO_WW_R454B_v2.1_de.pdf | Wärmepumpen-Testzentrum WPZ Buchs |  | /temp/20241120125304/AT-HP-01161.pdf | 2027-11-11T00:00:00.000Z | AT-HP-01161 |  |  |  | 0 | 0 | 0 |  | 0000-00-00 | Ja | Nein | Ja | --- | 0 | 182 | 6.7 | 54 | A+++ | 260 | 4.8 | 47.4 | 0 | 0 | 0 | 0 | 0 | 0 | 0 | 0 | /temp/20241120125303/Produktdatenblatt_gemaess_EU-Verordnung_811-2013_PRIME_NR_WW.pdf | A+++ | 0 | 0 | 0 | 0 | 0 | 1 | 1
29839 | BES PRIME NR WW 85 ak |  |  | 347 | 619 | 315 | 1 | 1 | Wasser-Wasser Wärmepumpe | 74.8 | 14.4 | 5.2 | Ja | --- | einstufig | 0 | 55 | R-454B | 14 | Nein | 0 | 0 | 0 | 0 | 0 | 0 | 0 | 0 | 0 | 0 | 0 | 0 | 0 | 0 | 69.5 | 21.2 | 3.3 | 0 | /temp/20241114105606/WW-250-21-02_Zertifikat_PRIME_solo_NR_65_WW_85.pdf | Wärmepumpen-Testzentrum WPZ Buchs | WW-250-21-02 | /temp/20241114105606/AT-HP-01161.pdf | 2027-11-11T00:00:00.000Z | AT-HP-01161 |  |  |  | 0 | 0 | 0 |  | 2021-09-28T00:00:00.000Z | Nein | Nein | Ja | --- | 0 | 174 | 5.7 | 74.8 | A+++ | 218 | 4.5 | 69.5 | 0 | 0 | 0 | 0 | 0 | 0 | 0 | 0 | /temp/20241114105605/Produktdatenblatt_gemaess_EU-Verordnung_811-2013_PRIME_NR_WW.pdf | A+++ | 0 | 0 | 0 | 0 | 0 | 1 | 1
29875 | BES PRIME NR WW 85 ok |  |  | 347 | 619 | 315 | 1 | 1 | Wasser-Wasser Wärmepumpe | 76.2 | 14.1 | 5.4 | Nein | --- | einstufig | 0 | 55 | R-454B | 12 | Nein | 0 | 0 | 0 | 0 | 0 | 0 | 0 | 0 | 0 | 0 | 0 | 0 | 0 | 0 | 70.8 | 20.7 | 3.4 | 0 | /temp/20241120125517/SOLO_WW_R454B_v2.1_de.pdf | Wärmepumpen-Testzentrum WPZ Buchs |  | /temp/20241120125517/AT-HP-01161.pdf | 2027-11-11T00:00:00.000Z | AT-HP-01161 |  |  |  | 0 | 0 | 0 |  | 0000-00-00 | Ja | Ja | Nein | --- | 0 | 174 | 5.6 | 76.2 | A+++ | 219 | 4.5 | 70.8 | 0 | 0 | 0 | 0 | 0 | 0 | 0 | 0 | /temp/20241120125516/Produktdatenblatt_gemaess_EU-Verordnung_811-2013_PRIME_NR_WW.pdf | A+++ | 0 | 0 | 0 | 0 | 1 | 1 | 1
29872 | BES PRIME solo HT 28 kW ok |  |  | 347 | 619 | 315 | 1 | 1 | Wasser-Wasser Wärmepumpe | 29.6 | 5.7 | 5.2 | Nein | --- | einstufig | 0 | 56 | R-513A | 6.5 | Nein | 0 | 0 | 0 | 0 | 0 | 0 | 0 | 0 | 0 | 0 | 0 | 0 | 0 | 0 | 23.9 | 7.4 | 3.2 | 0 | /temp/20241119130419/SOLO_HT_R513A_v2.1_de.pdf | Wärmepumpen-Testzentrum WPZ Buchs |  | /temp/20241119130419/AT-HP-01164.pdf | 2027-11-18T00:00:00.000Z | AT-HP-01164 |  |  |  | 0 | 0 | 0 |  | 0000-00-00 | Ja | Ja | Nein | --- | 0 | 176 | 0 | 29.6 | A+++ | 212 | 0 | 23.9 | 0 | 0 | 0 | 0 | 0 | 0 | 0 | 0 | /temp/20241119130418/Produktdatenblatt_gemaess_EU-Verordnung_811-2013_PRIME_solo_HT_ok.pdf | A+++ | 0 | 0 | 0 | 0 | 1 | 1 | 1
29870 | BES PRIME solo HT 50 kW ok |  | /temp/20241119120106/SOLO_HT_R513A_v2.1_de.pdf | 347 | 619 | 315 | 1 | 1 | Wasser-Wasser Wärmepumpe | 38.6 | 7.1 | 5.4 | Nein | --- | einstufig | 0 | 56 | R-513A | 10.5 | Nein | 0 | 0 | 0 | 0 | 0 | 0 | 0 | 0 | 0 | 0 | 0 | 0 | 0 | 0 | 29.7 | 9.6 | 3.1 | 0 | /temp/20241119120107/WW-273-24-01_Zertifikat_V01.pdf | Wärmepumpen-Testzentrum WPZ Buchs |  | /temp/20241119120106/AT-HP-01164.pdf | 2027-11-18T00:00:00.000Z | AT-HP-01164 |  |  |  | 0 | 0 | 0 |  | 0000-00-00 | Ja | Nein | Ja | --- | 0 | 172 | 5.7 | 38.6 | A+++ | 226 | 4.4 | 29.7 | 0 | 0 | 0 | 0 | 0 | 0 | 0 | 0 | /temp/20241119120105/Produktdatenblatt_gemaess_EU-Verordnung_811-2013_PRIME_solo_HT_ok.pdf | A+++ | 0 | 0 | 0 | 0 | 0 | 1 | 1
29834 | BES PRIME solo NR WW 30 ak |  | /temp/20241114094651/SOLO_WW_R454B_v2.1_de.pdf | 347 | 619 | 315 | 1 | 1 | Wasser-Wasser Wärmepumpe | 28.3 | 4.9 | 5.8 | Ja | --- | einstufig | 0 | 57 | R-454B | 5.5 | Nein | 5 | 15 | 10 | 60 | 6.8 | 0 | 0 | 0 | 0 | 0 | 0 | 0 | 0 | 0 | 25.1 | 7.4 | 3.4 | 294 | /temp/20241114094657/WW-267-23-06_Zertifikat_PRIME_solo_NR_25_WW_30.pdf | Wärmepumpen-Testzentrum WPZ Buchs | WW-267-23-06 | /temp/20241114094656/AT-HP-01161.pdf | 2027-11-11T00:00:00.000Z | AT-HP-01161 |  |  |  | 0 | 0 | 0 |  | 2023-03-02T00:00:00.000Z | Nein | Nein | Ja | --- | 0 | 173 | 6.4 | 28.3 | A+++ | 253 | 4.4 | 25.1 | 0 | 0 | 0 | 0 | 0 | 0 | 0 | 0 | /temp/20241114094651/Produktdatenblatt_gemaess_EU-Verordnung_811-2013_PRIME_solo_NR_WW.pdf | A+++ | 0 | 0 | 0 | 0 | 0 | 1 | 1 | /temp/20241114094650/14310024_Energielabel_PRIME_solo_NR_WW_30_ak.pdf
29889 | BES PRIME solo NR WW 30 ok |  |  | 347 | 619 | 315 | 1 | 1 | Wasser-Wasser Wärmepumpe | 29.4 | 4.8 | 6.1 | Nein | --- | einstufig | 0 | 57 | R-454B | 5.5 | Nein | 5 | 15 | 10 | 60 | 6.8 | 0 | 0 | 0 | 0 | 0 | 0 | 0 | 0 | 0 | 25.9 | 7.4 | 3.5 | 294 | /temp/20241120105701/SOLO_WW_R454B_v2.1_de.pdf | Wärmepumpen-Testzentrum WPZ Buchs |  | /temp/20241120105701/AT-HP-01161.pdf | 2027-11-11T00:00:00.000Z | AT-HP-01161 |  |  |  | 0 | 0 | 0 |  | 0000-00-00 | Ja | Nein | Ja | --- | 0 | 174 | 0 | 29.4 | A+++ | 254 | 0 | 25.9 | 0 | 0 | 0 | 0 | 0 | 0 | 0 | 0 | /temp/20241120105700/Produktdatenblatt_gemaess_EU-Verordnung_811-2013_PRIME_solo_NR_WW.pdf | A+++ | 0 | 0 | 0 | 0 | 0 | 1 | 1
29835 | BES PRIME solo NR WW 55 ak |  |  | 347 | 619 | 315 | 1 | 1 | Wasser-Wasser Wärmepumpe | 50 | 8 | 6.2 | Ja | --- | einstufig | 0 | 56 | R-454B | 8 | Nein | 0 | 0 | 0 | 0 | 0 | 0 | 0 | 0 | 0 | 0 | 0 | 0 | 0 | 0 | 42.6 | 11.9 | 3.6 | 0 | /temp/20241114102758/WW-256-22-04_Zertifikat_PRIME_solo_NR_45_WW_55.pdf | Wärmepumpen-Testzentrum WPZ Buchs | WW-256-22-04 | /temp/20241114102758/AT-HP-01161.pdf | 2027-11-11T00:00:00.000Z | AT-HP-01161 |  |  |  | 0 | 0 | 0 |  | 2022-05-25T00:00:00.000Z | Nein | Nein | Ja | --- | 0 | 182 | 6.7 | 50 | A+++ | 260 | 4.8 | 43 | 0 | 0 | 0 | 0 | 0 | 0 | 0 | 0 | /temp/20241114102758/Produktdatenblatt_gemaess_EU-Verordnung_811-2013_PRIME_solo_NR_WW.pdf | A+++ | 0 | 0 | 0 | 0 | 0 | 1 | 1
29887 | BES PRIME solo NR WW 55 ok |  |  | 347 | 619 | 315 | 1 | 1 | Wasser-Wasser Wärmepumpe | 54 | 7.9 | 6.8 | Nein | --- | einstufig | 0 | 56 | R-454B | 8 | Nein | 0 | 0 | 0 | 0 | 0 | 0 | 0 | 0 | 0 | 0 | 0 | 0 | 0 | 0 | 47.4 | 12.8 | 3.7 | 0 | /temp/20241120105001/SOLO_WW_R454B_v2.1_de.pdf | Wärmepumpen-Testzentrum WPZ Buchs |  | /temp/20241120105001/AT-HP-01161.pdf | 2027-11-11T00:00:00.000Z | AT-HP-01161 |  |  |  | 0 | 0 | 0 |  | 0000-00-00 | Ja | Nein | Ja | --- | 0 | 182 | 6.7 | 54 | A+++ | 260 | 4.8 | 47.4 | 0 | 0 | 0 | 0 | 0 | 0 | 0 | 0 | /temp/20241120105000/Produktdatenblatt_gemaess_EU-Verordnung_811-2013_PRIME_solo_NR_WW.pdf | A+++ | 0 | 0 | 0 | 0 | 0 | 1 | 1
29836 | BES PRIME solo NR WW 85 ak |  |  | 347 | 619 | 315 | 1 | 1 | Wasser-Wasser Wärmepumpe | 74.8 | 14.4 | 5.2 | Ja | --- | einstufig | 0 | 55 | --- | 14 | Nein | 0 | 0 | 0 | 0 | 0 | 0 | 0 | 0 | 0 | 0 | 0 | 0 | 0 | 0 | 69.5 | 21.2 | 3.3 | 0 | /temp/20241114104126/WW-250-21-02_Zertifikat_PRIME_solo_NR_65_WW_85.pdf | Wärmepumpen-Testzentrum WPZ Buchs | WW-250-21-02 | /temp/20241114104126/AT-HP-01161.pdf | 2027-11-11T00:00:00.000Z | AT-HP-01161 |  |  |  | 0 | 0 | 0 |  | 2021-09-28T00:00:00.000Z | Nein | Ja | Nein | --- | 0 | 174 | 5.7 | 74.8 | A+++ | 218 | 4.5 | 69.5 | 0 | 0 | 0 | 0 | 0 | 0 | 0 | 0 | /temp/20241114104126/Produktdatenblatt_gemaess_EU-Verordnung_811-2013_PRIME_solo_NR_WW.pdf | A+++ | 0 | 0 | 0 | 0 | 1 | 1 | 1
29874 | BES PRIME solo NR WW 85 ok |  |  | 347 | 619 | 315 | 1 | 1 | Wasser-Wasser Wärmepumpe | 76.2 | 14.1 | 5.4 | Nein | --- | einstufig | 0 | 55 | R-454B | 12 | Nein | 0 | 0 | 0 | 0 | 0 | 0 | 0 | 0 | 0 | 0 | 0 | 0 | 0 | 0 | 70.8 | 20.7 | 3.4 | 0 | /temp/20241120073603/SOLO_WW_R454B_v2.1_de.pdf | Wärmepumpen-Testzentrum WPZ Buchs |  | /temp/20241120073603/AT-HP-01161.pdf | 2027-11-11T00:00:00.000Z | AT-HP-01161 |  |  |  | 0 | 0 | 0 |  | 0000-00-00 | Ja | Ja | Nein | --- | 0 | 174 | 5.6 | 76.2 | A+++ | 219 | 4.5 | 70.8 | 0 | 0 | 0 | 0 | 0 | 0 | 0 | 0 | /temp/20241120120336/Produktdatenblatt_gemaess_EU-Verordnung_811-2013_PRIME_solo_NR_WW.pdf | A+++ | 0 | 0 | 0 | 0 | 1 | 1 | 1
11816 | Buderus WPS 22.2 HT | /temp/20180228100253/logo.jpg | /temp/20180307074514/technische_Daten_WPS22-80.2ht.pdf | 347 | 993 | 488 | 1 | 1 | Logatherm WPS.2 HT | 27.9 | 5.1 | 5.5 | Nein | Heizenergiezähler | mehrstufig | 0 | 56 | R-410A | 4.5 | Nein | 0 | 0 | 0 | 68 | 5.2 | 0 | 0 | 0 | 28.4 | 6.1 | 4.7 | 0 | 0 | 0 | 28.7 | 7.8 | 3.7 | 0 | /temp/20180307075027/5P07227-04_rev_1_IVT_Geo_228_160108.pdf | SP Technical Research Institute of Sweden |  | /temp/20231212141736/AT-HP-00622.pdf | 2027-01-17T00:00:00.000Z | AT-HP-00622 | /temp/20180307075256/20160831_Baugleichheitsbestaetigung_IVT_Buderus.pdf |  |  | 0 | 0 | 0 |  | 0000-00-00 | Ja | Ja | Nein | --- | 0 | 159 | 0 | 21 | A+++ | 207 | 0 | 21 | 0 | 18 | 0 | 18 | 0 | 18 | 0 | 19 | /temp/20190729121854/WPS22.2ht_eprel_6720859170.pdf | A+++ | 211 | 162 | 207 | 157 | 1 | 0 | 1
11823 | Buderus WPS 28.2 HT | /temp/20180228100253/logo.jpg | /temp/20180307080508/technische_Daten_WPS22-80.2ht.pdf | 347 | 993 | 488 | 1 | 1 | Logatherm WPS.2 HT | 35.7 | 6.5 | 5.5 | Nein | Heizenergiezähler | mehrstufig | 0 | 57 | R-410A | 5 | Nein | 0 | 0 | 0 | 68 | 6.7 | 0 | 0 | 0 | 36.7 | 7.9 | 4.7 | 0 | 0 | 0 | 36.2 | 9.8 | 3.7 | 0 | /temp/20180307080526/5P07227-04_rev_1_IVT_Geo_228_160108.pdf | SP Technical Research Institute of Sweden |  | /temp/20231212141854/AT-HP-00622.pdf | 2027-01-17T00:00:00.000Z | AT-HP-00622 | /temp/20180307080538/20160831_Baugleichheitsbestaetigung_IVT_Buderus.pdf |  |  | 0 | 0 | 0 |  | 0000-00-00 | Ja | Ja | Nein | --- | 0 | 158 | 0 | 28 | A+++ | 208 | 0 | 28 | 0 | 25 | 0 | 23 | 0 | 23 | 0 | 25 | /temp/20190729122028/WPS28.2ht_eprel_6720859173.pdf | A+++ | 212 | 160 | 207 | 155 | 1 | 0 | 1
11824 | Buderus WPS 38.2 HT | /temp/20180228100253/logo.jpg | /temp/20180307081409/technische_Daten_WPS22-80.2ht.pdf | 347 | 993 | 488 | 1 | 1 | Logatherm WPS.2 HT | 47.2 | 8.7 | 5.4 | Nein | Heizenergiezähler | mehrstufig | 0 | 55 | R-410A | 6.3 | Nein | 0 | 0 | 0 | 68 | 6.7 | 0 | 0 | 0 | 49.1 | 10.6 | 4.6 | 0 | 0 | 0 | 48.6 | 13.1 | 3.7 | 0 | /temp/20180307081443/5P07227-04_rev_1_IVT_Geo_228_160108.pdf | SP Technical Research Institute of Sweden |  | /temp/20231212141932/AT-HP-00622.pdf | 2027-01-17T00:00:00.000Z | AT-HP-00622 | /temp/20180307081453/20160831_Baugleichheitsbestaetigung_IVT_Buderus.pdf |  |  | 0 | 0 | 0 |  | 0000-00-00 | Ja | Ja | Nein | --- | 0 | 157 | 0 | 37 | A+++ | 196 | 0 | 36 | 0 | 33 | 0 | 32 | 0 | 31 | 0 | 33 | /temp/20190729122155/WPS38.2ht_eprel_6720859176.pdf | A+++ | 199 | 159 | 196 | 155 | 1 | 0 | 1
11825 | Buderus WPS 48.2 HT | /temp/20180228100253/logo.jpg | /temp/20180307081855/technische_Daten_WPS22-80.2ht.pdf | 347 | 993 | 488 | 1 | 1 | Logatherm WPS.2 HT | 57.8 | 11 | 5.3 | Nein | Heizenergiezähler | mehrstufig | 0 | 54 | R-410A | 7.5 | Nein | 0 | 0 | 0 | 68 | 10.8 | 0 | 0 | 0 | 60.7 | 13.4 | 4.5 | 0 | 0 | 0 | 59.8 | 16 | 3.7 | 0 | /temp/20180307081922/5P07227-04_rev_1_IVT_Geo_228_160108.pdf | SP Technical Research Institute of Sweden |  | /temp/20231212142006/AT-HP-00622.pdf | 2027-01-17T00:00:00.000Z | AT-HP-00622 | /temp/20180307082022/20160831_Baugleichheitsbestaetigung_IVT_Buderus.pdf |  |  | 0 | 0 | 0 |  | 0000-00-00 | Ja | Ja | Nein | --- | 0 | 156 | 0 | 45 | A+++ | 191 | 0 | 47 | 0 | 41 | 0 | 39 | 0 | 39 | 0 | 42 | /temp/20190729122315/WPS48.2ht_eprel_6720859178.pdf | A+++ | 194 | 159 | 191 | 155 | 1 | 0 | 1
11826 | Buderus WPS 54.2 HT | /temp/20180307095641/logo.jpg | /temp/20180307095933/technische_Daten_WPS22-80.2ht.pdf | 347 | 993 | 488 | 1 | 1 | Logatherm WPS.2 HT | 69.1 | 12.2 | 5.7 | Nein | Heizenergiezähler | mehrstufig | 0 | 67 | R-410A | 9.5 | Nein | 0 | 0 | 0 | 68 | 12.2 | 0 | 0 | 0 | 67.2 | 15.2 | 4.4 | 0 | 0 | 0 | 66.1 | 18.2 | 3.6 | 0 | /temp/20180307100034/5P07227-02_rev_1_IVT_Geo_264_160108.pdf | SP Technical Research Institute of Sweden |  | /temp/20231212142048/AT-HP-00623.pdf | 2027-01-17T00:00:00.000Z | AT-HP-00623 | /temp/20180307100057/20160831_Baugleichheitsbestaetigung_IVT_Buderus.pdf |  |  | 0 | 0 | 0 |  | 0000-00-00 | Ja | Ja | Nein | --- | 0 | 162 | 0 | 53 | A+++ | 206 | 0 | 54 | 0 | 47 | 0 | 45 | 0 | 44 | 0 | 48 | /temp/20190729122439/WPS54.2ht_eprel_6720859181.pdf | A+++ | 210 | 164 | 207 | 160 | 1 | 0 | 1
11827 | Buderus WPS 64.2 HT | /temp/20180307095641/logo.jpg | /temp/20180307100511/technische_Daten_WPS22-80.2ht.pdf | 347 | 993 | 488 | 1 | 1 | Logatherm WPS.2 HT | 80.4 | 14.6 | 5.5 | Nein | Heizenergiezähler | mehrstufig | 0 | 67 | R-410A | 9.3 | Nein | 0 | 0 | 0 | 68 | 14.4 | 0 | 0 | 0 | 80.6 | 18.3 | 4.4 | 0 | 0 | 0 | 80.7 | 21.9 | 3.7 | 0 | /temp/20180307100531/5P07227-02_rev_1_IVT_Geo_264_160108.pdf | SP Technical Research Institute of Sweden |  | /temp/20231212142142/AT-HP-00623.pdf | 2027-01-17T00:00:00.000Z | AT-HP-00623 | /temp/20180307100551/20160831_Baugleichheitsbestaetigung_IVT_Buderus.pdf |  |  | 0 | 0 | 0 |  | 0000-00-00 | Ja | Ja | Nein | --- | 0 | 157 | 0 | 62 | A+++ | 200 | 0 | 63 | 0 | 55 | 0 | 53 | 0 | 52 | 0 | 56 | /temp/20190729122600/WPS64.2ht_eprel_6720859185.pdf | A+++ | 204 | 160 | 201 | 156 | 1 | 0 | 1
11828 | Buderus WPS 72.2 HT | /temp/20180307095641/logo.jpg | /temp/20180307103708/technische_Daten_WPS22-80.2ht.pdf | 347 | 993 | 488 | 1 | 1 | Logatherm WPS.2 HT | 91.9 | 16.8 | 5.5 | Nein | Heizenergiezähler | mehrstufig | 0 | 67 | R-410A | 10.6 | Nein | 0 | 0 | 0 | 68 | 16.6 | 0 | 0 | 0 | 90.2 | 20.1 | 4.5 | 0 | 0 | 0 | 91.8 | 24.8 | 3.7 | 0 | /temp/20180307101105/5P07227-02_rev_1_IVT_Geo_264_160108.pdf | SP Technical Research Institute of Sweden |  | /temp/20231212142209/AT-HP-00623.pdf | 2027-01-17T00:00:00.000Z | AT-HP-00623 | /temp/20180307101111/20160831_Baugleichheitsbestaetigung_IVT_Buderus.pdf |  |  | 0 | 0 | 0 |  | 0000-00-00 | Ja | Ja | Nein | --- | 0 | 158 | 0 | 70 | A+++ | 198 | 0 | 71 | 0 | 63 | 0 | 60 | 0 | 59 | 0 | 63 | /temp/20190729122736/WPS72.2ht_eprel_6720859188.pdf | A+++ | 201 | 160 | 199 | 156 | 1 | 0 | 1
11829 | Buderus WPS 80.2 HT | /temp/20180307095641/logo.jpg | /temp/20180307101426/technische_Daten_WPS22-80.2ht.pdf | 347 | 993 | 488 | 1 | 1 | Logatherm WPS.2 HT | 98.4 | 18.4 | 5.4 | Nein | Heizenergiezähler | mehrstufig | 0 | 67 | R-410A | 10.8 | Nein | 0 | 0 | 0 | 68 | 18 | 0 | 0 | 0 | 101 | 22.1 | 4.6 | 0 | 0 | 0 | 101.8 | 26.8 | 3.8 | 0 | /temp/20180307101440/5P07227-02_rev_1_IVT_Geo_264_160108.pdf | SP Technical Research Institute of Sweden |  | /temp/20231212142239/AT-HP-00623.pdf | 2027-01-17T00:00:00.000Z | AT-HP-00623 | /temp/20180307101445/20160831_Baugleichheitsbestaetigung_IVT_Buderus.pdf |  |  | 0 | 0 | 0 |  | 0000-00-00 | Ja | Ja | Nein | --- | 0 | 157 | 0 | 78 | A+++ | 196 | 0 | 78 | 0 | 69 | 0 | 65 | 0 | 65 | 0 | 69 | /temp/20190729122850/WPS80.2ht_eprel_6720859191.pdf | A+++ | 200 | 159 | 198 | 156 | 1 | 0 | 1
13559 | Bösch KLIMT10W-RW50 | /temp/20200206121913/logo.jpg |  | 347 | 321 | 238 | 1 | 1 | KLIMT | 8.2 | 1.5 | 5.4 | Nein | Arbeitszahlrechner | modulierend | 0 | 43 | R-410A | 2.1 | Nein | 8 | 25 | 0 | 0 | 0 | 0 | 0 | 0 | 0 | 0 | 0 | 0 | 0 | 0 | 8.1 | 2.5 | 3.3 | 190 | /temp/20200206101925/39-11077_T3_en_water_new_opr1_scan_KLIMT_W.pdf | Public Enterprise Brno Czech Republic | 39-11077/T3 | /temp/20230620061818/AT-HP-00780_KLIMT..w.pdf | 2026-07-12T00:00:00.000Z | AT-HP-00780 | /temp/20200206101903/2020-01-31_Fa._boesch_baugleichheitsbescheinigung_x-change_dynamic_baureihe.pdf | Kermi GmbH | x-change dynamic | 0 | 0 | 0 |  | 2017-04-21T00:00:00.000Z | Nein | Ja | Nein | --- | 0 | 179 | 0 | 10 | A+++ | 268 | 0 | 10 | 0 | 10 | 0 | 10 | 0 | 10 | 0 | 10 | /temp/20200205144737/KLIMT10W-RW50.pdf | A+++ | 280 | 184 | 268 | 177 | 1 | 0 | 1
13560 | Bösch KLIMT10WPC-RW50 | /temp/20200206121952/logo.jpg |  | 347 | 321 | 238 | 1 | 1 | KLIMT | 8.2 | 1.5 | 5.4 | Nein | Arbeitszahlrechner | modulierend | 0 | 43 | R-410A | 2.1 | Nein | 8 | 25 | 0 | 0 | 0 | 0 | 0 | 0 | 0 | 0 | 0 | 0 | 0 | 0 | 8.1 | 2.5 | 3.3 | 195 | /temp/20200206102135/39-11077_T3_en_water_new_opr1_scan_KLIMT_W.pdf | Public Enterprise Brno Czech Republic | 39-11077/T3 | /temp/20230620061715/AT-HP-00780_KLIMT..w.pdf | 2026-07-12T00:00:00.000Z | AT-HP-00780 | /temp/20200206102114/2020-01-31_Fa._boesch_baugleichheitsbescheinigung_x-change_dynamic_baureihe.pdf | Kermi GmbH | x-change dynamic | 0 | 0 | 0 |  | 2017-04-21T00:00:00.000Z | Ja | Ja | Nein | --- | 0 | 179 | 0 | 10 | A+++ | 268 | 0 | 10 | 0 | 10 | 0 | 10 | 0 | 10 | 0 | 10 | /temp/20200205145322/KLIMT10WPC-RW50.pdf | A+++ | 280 | 184 | 268 | 177 | 1 | 0 | 1
13561 | Bösch KLIMT15W-RW50 | /temp/20200206122022/logo.jpg |  | 347 | 321 | 238 | 1 | 1 | KLIMT | 11.5 | 2.1 | 5.5 | Nein | Arbeitszahlrechner | modulierend | 0 | 44 | R-410A | 2.4 | Nein | 8 | 25 | 0 | 0 | 0 | 0 | 0 | 0 | 0 | 0 | 0 | 0 | 0 | 0 | 11.3 | 3.4 | 3.3 | 195 | /temp/20200206102233/39-11077_T3_en_water_new_opr1_scan_KLIMT_W.pdf | Public Enterprise Brno Czech Republic | 39-11077/T3 | /temp/20230620061853/AT-HP-00780_KLIMT..w.pdf | 2026-07-12T00:00:00.000Z | AT-HP-00780 | /temp/20200206102248/2020-01-31_Fa._boesch_baugleichheitsbescheinigung_x-change_dynamic_baureihe.pdf | Kermi GmbH | x-change dynamic | 0 | 0 | 0 |  | 2017-04-21T00:00:00.000Z | Nein | Ja | Nein | --- | 0 | 182 | 0 | 15 | A+++ | 266 | 0 | 15 | 0 | 15 | 0 | 15 | 0 | 15 | 0 | 15 | /temp/20200205151243/KLIMT15W-RW50.pdf | A+++ | 281 | 190 | 269 | 180 | 1 | 0 | 1
13562 | Bösch KLIMT15WPC-RW50 | /temp/20200206122058/logo.jpg |  | 347 | 321 | 238 | 1 | 1 | KLIMT | 11.5 | 2.1 | 5.5 | Nein | Arbeitszahlrechner | modulierend | 0 | 44 | R-410A | 2.4 | Nein | 8 | 25 | 0 | 0 | 0 | 0 | 0 | 0 | 0 | 0 | 0 | 0 | 0 | 0 | 11.3 | 3.4 | 3.3 | 205 | /temp/20200206102340/39-11077_T3_en_water_new_opr1_scan_KLIMT_W.pdf | Public Enterprise Brno Czech Republic | 39-11077/T3 | /temp/20230620061919/AT-HP-00780_KLIMT..w.pdf | 2026-07-12T00:00:00.000Z | AT-HP-00780 | /temp/20200206102317/2020-01-31_Fa._boesch_baugleichheitsbescheinigung_x-change_dynamic_baureihe.pdf | Kermi GmbH | x-change dynamic | 0 | 0 | 0 |  | 2017-04-21T00:00:00.000Z | Ja | Ja | Nein | --- | 0 | 182 | 0 | 15 | A+++ | 266 | 0 | 15 | 0 | 15 | 0 | 0 | 0 | 15 | 0 | 15 | /temp/20200205151226/KLIMT15WPC-RW50.pdf | A+++ | 281 | 190 | 269 | 180 | 1 | 0 | 1
13563 | Bösch KLIMT20W-RW50 | /temp/20200206122142/logo.jpg |  | 347 | 321 | 238 | 1 | 1 | KLIMT | 15.9 | 2.9 | 5.4 | Nein | Arbeitszahlrechner | modulierend | 0 | 46 | R-410A | 2.9 | Nein | 8 | 25 | 0 | 0 | 0 | 0 | 0 | 0 | 0 | 0 | 0 | 0 | 0 | 0 | 16.1 | 4.9 | 3.3 | 200 | /temp/20200206102432/39-11077_T3_en_water_new_opr1_scan_KLIMT_W.pdf | Public Enterprise Brno Czech Republic | 39-11077/T3 | /temp/20230620061942/AT-HP-00780_KLIMT..w.pdf | 2026-07-12T00:00:00.000Z | AT-HP-00780 | /temp/20200206102455/2020-01-31_Fa._boesch_baugleichheitsbescheinigung_x-change_dynamic_baureihe.pdf | Kermi GmbH | x-change dynamic | 0 | 0 | 0 |  | 2017-04-21T00:00:00.000Z | Nein | Ja | Nein | --- | 0 | 181 | 0 | 20 | A+++ | 264 | 0 | 20 | 0 | 20 | 0 | 20 | 0 | 20 | 0 | 20 | /temp/20200205151931/KLIMT20W-RW50.pdf | A+++ | 278 | 189 | 269 | 180 | 1 | 0 | 1
13564 | Bösch KLIMT20WPC-RW50 | /temp/20200206122212/logo.jpg |  | 347 | 321 | 238 | 1 | 1 | KLIMT | 15.9 | 2.9 | 5.4 | Nein | Arbeitszahlrechner | modulierend | 0 | 46 | R-410A | 2.9 | Nein | 8 | 25 | 0 | 0 | 0 | 0 | 0 | 0 | 0 | 0 | 0 | 0 | 0 | 0 | 16.1 | 4.9 | 3.3 | 210 | /temp/20200206102600/39-11077_T3_en_water_new_opr1_scan_KLIMT_W.pdf | Public Enterprise Brno Czech Republic | 39-11077/T3 | /temp/20230614122355/AT-HP-00780_KLIMT..w.pdf | 2026-07-12T00:00:00.000Z | AT-HP-00780 | /temp/20200206102531/2020-01-31_Fa._boesch_baugleichheitsbescheinigung_x-change_dynamic_baureihe.pdf | Kermi GmbH | x-change dynamic | 0 | 0 | 0 |  | 2017-04-21T00:00:00.000Z | Ja | Ja | Nein | --- | 0 | 181 | 0 | 20 | A+++ | 264 | 0 | 20 | 0 | 20 | 0 | 20 | 0 | 20 | 0 | 20 | /temp/20200205152355/KLIMT20WPC-RW50.pdf | A+++ | 278 | 189 | 269 | 180 | 1 | 0 | 1
8909 | Bösch WWP35-RX33 | /temp/20221017070338/468947_SI_26_35TU_Touch_22_foorg.tif | /temp/20131206080350/Datenblatt_wi35-45tu.pdf | 347 | 321 | 238 | 1 | 1 | WWP | 35.6 | 5.7 | 6.2 | Nein | Heizenergiezähler | mehrstufig | 6 | 57 | R-410A | 8.4 | Nein | 7 | 25 | 20 | 62 | 0 | 37.5 | 7 | 5.3 | 33.6 | 7.1 | 4.7 | 36.3 | 8.5 | 4.3 | 32.2 | 8.4 | 3.8 | 275 | /temp/20140117084739/SI_26,...si95tu.pdf | VDE Prüf- und Zertifizierungsinstitut GmbH | 559900-2600-0010/178373 | /temp/20221124093851/WWP_2025_AT-HP-00509.pdf | 2025-11-23T00:00:00.000Z | AT-HP-00509 | /temp/20160229155756/2015_02_Herstellererklaerung_neu_Typenbezeichnung.pdf | Glen Dimplex Deutschland GmbH | WI35TU | 40 | 5.8 | 7 | /temp/20131206080439/Masszeichnung_wi35-45tu.pdf | 2013-10-28T00:00:00.000Z | Nein | Ja | Nein | --- | 0 | 180 | 0 | 36 | A+++ | 262 | 0 | 32 | 0 | 36 | 0 | 32 | 0 | 36 | 0 | 32 | /temp/20160229155752/WWP35-RX33.pdf | A+++ | 269 | 185 | 264 | 181 | 1 | 0 | 0
8910 | Bösch WWP45-RX33 | /temp/20221017070653/468947_SI_26_35TU_Touch_22_foorg.tif | /temp/20131206081717/Datenblatt_wi35-45tu.pdf | 347 | 321 | 238 | 1 | 1 | WWP | 46.2 | 8 | 5.8 | Nein | Heizenergiezähler | mehrstufig | 6 | 58 | R-410A | 10.9 | Nein | 7 | 25 | 20 | 62 | 8.6 | 50 | 9.8 | 5.2 | 43.9 | 9.5 | 4.6 | 48 | 11.8 | 4 | 42.5 | 11.6 | 3.7 | 315 | /temp/20140117084924/SI_26,...si95tu.pdf | VDE Prüf- und Zertifizierungsinstitut GmbH | 559900-2600-0010/178373 | /temp/20221124093913/WWP_2025_AT-HP-00509.pdf | 2025-11-23T00:00:00.000Z | AT-HP-00509 | /temp/20160229160847/2015_02_Herstellererklaerung_neu_Typenbezeichnung.pdf | Glen Dimplex Deutschland GmbH | WI45TU | 53 | 8.2 | 6.4 | /temp/20131206081826/Masszeichnung_wi35-45tu.pdf | 2013-10-28T00:00:00.000Z | Nein | Ja | Nein | --- | 0 | 172 | 0 | 46 | A+++ | 243 | 0 | 43 | 0 | 46 | 0 | 43 | 0 | 46 | 0 | 43 | /temp/20160229160841/WWP45-RX33.pdf | A+++ | 249 | 176 | 245 | 173 | 1 | 0 | 0
9612 | Bösch WWP65-RX33 | /temp/20221017070901/468949_SI_50TU_Touch_22_foorg.tif |  | 347 | 321 | 238 | 1 | 1 | WWP | 68.9 | 11.2 | 6.2 | Nein | Heizenergiezähler | mehrstufig | 0 | 61 | R-410A | 16.8 | Nein | 0 | 0 | 0 | 0 | 0 | 0 | 0 | 0 | 0 | 0 | 0 | 0 | 0 | 0 | 59.9 | 16.1 | 3.7 | 0 | /temp/20150513150410/SI_26_-_75TU,_WI_35_-_95TU.pdf | VDE Prüf- und Zertifizierungsinstitut GmbH |  | /temp/20221124093940/WWP_2025_AT-HP-00509.pdf | 2025-11-23T00:00:00.000Z | AT-HP-00509 | /temp/20160414095905/2015_02_Herstellererklaerung_neu_Typenbezeichnung.pdf | Dimplex | WI | 0 | 0 | 0 |  | 0000-00-00 | Nein | Ja | Nein | --- | 0 | 178 | 0 | 69 | A+++ | 263 | 0 | 60 | 0 | 69 | 0 | 60 | 0 | 69 | 0 | 60 | /temp/20160229161255/WWP65-RX33.pdf | A+++ | 271 | 182 | 267 | 179 | 1 | 0 | 0
26704 | Bösch WWP95-RX33 | /temp/20220111122356/468950_SI_75TU_Touch_22_foorg.tif |  | 347 | 321 | 238 | 1 | 1 | WWP | 98.9 | 16.9 | 5.9 | Nein | Heizenergiezähler | mehrstufig | 0 | 62 | R-410A | 23 | Nein | 0 | 0 | 0 | 0 | 0 | 0 | 0 | 0 | 0 | 0 | 0 | 0 | 0 | 0 | 89.9 | 24.3 | 3.7 | 0 | /temp/20220111122059/2018_04_Herstellererklaerung_neu_Typenbezeichnung.pdf | AIT Austrian Institute of Technology GmbH |  | /temp/20221124093957/WWP_2025_AT-HP-00509.pdf | 2025-11-23T00:00:00.000Z | AT-HP-00509 | /temp/20220111122109/2018_04_Baugleichheitsbestaetigung_boesch-Dimplex.pdf | WI 95TU |  | 0 | 0 | 0 |  | 0000-00-00 | Nein | Ja | Nein | --- | 0 | 168 | 0 | 99 | A+++ | 253 | 0 | 90 | 0 | 0 | 0 | 0 | 0 | 0 | 0 | 0 | /temp/20220223160024/WI_95TU_Dimplex_Get-Datenbank.pdf | A+++ | 0 | 0 | 0 | 0 | 1 | 0 | 0
11467 | CTA OH I 17e |  | /temp/20181108144629/33_Optiheat_Inverta_ECO_WW_DE.pdf | 347 | 507 | 230 | 1 | 1 | Optiheat Inverta Economy | 22.4 | 3.4 | 6.5 | Nein | --- | modulierend | 0 | 46 | R-410A | 3.5 | Nein | 0 | 0 | 0 | 0 | 0 | 0 | 0 | 0 | 0 | 0 | 0 | 0 | 0 | 0 | 19.5 | 5.4 | 3.6 | 0 | /temp/20181108144717/WPZ_Pruefzertifikat_WW_OHI_9e_Baureihe.pdf | Wärmepumpen-Testzentrum WPZ Buchs |  | /temp/20221004141706/AT-HP-00673_-_Optiheat_Inverta_Eco_OH_I_9e_und_OH_I_17e_(Wasser-Wasser)_-_2025-10-12.pdf | 2025-10-12T00:00:00.000Z | AT-HP-00673 |  |  |  | 0 | 0 | 0 |  | 0000-00-00 | Nein | Ja | Nein | --- | 0 | 202 | 0 | 41.4 | A+++ | 288 | 0 | 38 | 0 | 0 | 0 | 0 | 0 | 0 | 0 | 0 | /temp/20181113133712/Technisches_Datenblatt_OH_Inverta_17e_Wasser.pdf | A+++ | 0 | 0 | 0 | 0 | 1 | 1 | 0
11466 | CTA OH I 9e |  | /temp/20181108143522/33_Optiheat_Inverta_ECO_WW_DE.pdf | 347 | 507 | 230 | 1 | 1 | Optiheat Inverta Economy | 12 | 1.8 | 6.5 | Nein | Arbeitszahlrechner | modulierend | 0 | 46 | R-410A | 2.7 | Nein | 0 | 0 | 0 | 0 | 0 | 0 | 0 | 0 | 0 | 0 | 0 | 0 | 0 | 0 | 10.7 | 2.8 | 3.8 | 0 | /temp/20181108143446/WPZ_Pruefzertifikat_WW_OHI_9e_Baureihe.pdf | Wärmepumpen-Testzentrum WPZ Buchs |  | /temp/20221004141248/AT-HP-00673_-_Optiheat_Inverta_Eco_OH_I_9e_und_OH_I_17e_(Wasser-Wasser)_-_2025-10-12.pdf | 2025-10-12T00:00:00.000Z | AT-HP-00673 |  |  |  | 0 | 0 | 0 |  | 0000-00-00 | Ja | Ja | Nein | --- | 0 | 202 | 0 | 20.7 | A+++ | 290 | 0 | 19 | 0 | 0 | 0 | 0 | 0 | 0 | 0 | 0 | /temp/20181113133618/Technisches_Datenblatt_OH_Inverta_9e_Wasser.pdf | A+++ | 0 | 0 | 0 | 0 | 1 | 0 | 0
8696 | CTA OH1-11es |  | /temp/20181108163044/5_Optiheat_All-in-One_Wasser_Wasser_Export_DE.pdf | 347 | 507 | 230 | 1 | 1 | Optiheat All in One | 14.1 | 2.3 | 6.2 | Nein | Arbeitszahlrechner | einstufig | 6 | 43 | R-410A | 2.4 | Nein | 0 | 0 | 0 | 0 | 2.9 | 0 | 0 | 0 | 0 | 0 | 0 | 0 | 0 | 0 | 12.4 | 3.5 | 3.5 | 190 | /temp/20130531085817/WPZ_Pruefzertifikat_OH_1-14es_WW_157-12-04.pdf | Wärmepumpen-Testzentrum WPZ Buchs | WW-157-12-06 | /temp/20241213120407/AT-HP-00663.pdf | 2026-09-03T00:00:00.000Z | AT-HP-00663 |  |  | CTA-Optiheat All in One-Wasser/Wasser | 0 | 0 | 0 |  | 2012-06-21T00:00:00.000Z | Nein | Ja | Nein | --- | 0 | 166 | 0 | 13.3 | A+++ | 248 | 0 | 11.8 | 0 | 0 | 0 | 0 | 0 | 0 | 0 | 0 | /temp/20181112100722/TD_OH_1-11es_Wasser.pdf | A+++ | 0 | 0 | 0 | 0 | 1 | 0 | 0
8697 | CTA OH1-14es |  | /temp/20181108163910/5_Optiheat_All-in-One_Wasser_Wasser_Export_DE.pdf | 347 | 507 | 230 | 1 | 1 | Optiheat All in One | 18.4 | 3 | 6.1 | Nein | Arbeitszahlrechner | einstufig | 6 | 47 | R-410A | 2.7 | Nein | 0 | 0 | 0 | 0 | 3.8 | 0 | 0 | 0 | 0 | 0 | 0 | 0 | 0 | 0 | 16 | 4.6 | 3.5 | 205 | /temp/20130531090324/WPZ_Pruefzertifikat_OH_1-14es_WW_157-12-04.pdf | Wärmepumpen-Testzentrum WPZ Buchs | WW-157-12-06 | /temp/20241213120345/AT-HP-00663.pdf | 2026-09-03T00:00:00.000Z | AT-HP-00663 |  |  | CTA-Optiheat All in One Wasser/Wasser | 0 | 0 | 0 |  | 2012-06-21T00:00:00.000Z | Nein | Ja | Nein | --- | 0 | 165 | 0 | 17.2 | A+++ | 245 | 0 | 15.2 | 0 | 0 | 0 | 0 | 0 | 0 | 0 | 0 | /temp/20181112100744/TD_OH_1-14es_Wasser.pdf | A+++ | 0 | 0 | 0 | 0 | 1 | 0 | 0
8698 | CTA OH1-18es |  | /temp/20181108164705/5_Optiheat_All-in-One_Wasser_Wasser_Export_DE.pdf | 347 | 507 | 230 | 1 | 1 | Optiheat All in One | 23.9 | 4.2 | 5.7 | Nein | Arbeitszahlrechner | einstufig | 6 | 50 | R-410A | 3.3 | Nein | 0 | 0 | 0 | 0 | 4.8 | 0 | 0 | 0 | 0 | 0 | 0 | 0 | 0 | 0 | 21 | 6.3 | 3.4 | 215 | /temp/20130531092224/WPZ_Pruefzertifikat_OH_1-14es_WW_157-12-04.pdf | Wärmepumpen-Testzentrum WPZ Buchs | WW-157-12-06 | /temp/20241213120322/AT-HP-00663.pdf | 2026-09-03T00:00:00.000Z | AT-HP-00663 |  |  | CTA-Optiheat All in One-Wasser/Wasser | 0 | 0 | 0 |  | 2012-06-21T00:00:00.000Z | Nein | Ja | Nein | --- | 0 | 158 | 0 | 22.5 | A+++ | 232 | 0 | 20 | 0 | 0 | 0 | 0 | 0 | 0 | 0 | 0 | /temp/20181112093328/TD_OH_1-18es_Wasser.pdf | A+++ | 0 | 0 | 0 | 0 | 1 | 0 | 0
12753 | CTA OH1-22e |  | /temp/20181112105925/6_OH_Economy_WW_1-22e_bis_1-33e_Neu_Export_DE.pdf | 347 | 507 | 230 | 1 | 0 | Optiheat Economy | 28.1 | 5 | 5.7 | Nein | --- | einstufig | 0 | 57 | R-410A | 3.7 | Nein | 0 | 0 | 0 | 0 | 0 | 0 | 0 | 0 | 0 | 0 | 0 | 0 | 0 | 0 | 25.2 | 7.2 | 3.5 | 0 | /temp/20181112105906/WPZ_Pruefzertifikat_WW_OH1-29e.pdf | Wärmepumpen-Testzentrum WPZ Buchs |  | /temp/20201006091921/AT-HP-00667_-_Optiheat_1-22e_bis_1-33e_(Wasser-Wasser)_-_2023-09-17.pdf | 2023-09-17T00:00:00.000Z | AT-HP-0667 |  |  |  | 0 | 0 | 0 |  | 0000-00-00 | Nein | Ja | Nein | --- | 0 | 160 | 0 | 27.5 | A+++ | 223 | 0 | 24.6 | 0 | 0 | 0 | 0 | 0 | 0 | 0 | 0 | /temp/20181112105806/TD_OH_1-22e_Wasser.pdf | A+++ | 0 | 0 | 0 | 0 | 1 | 0 | 0
12754 | CTA OH1-25e |  | /temp/20181112120510/6_OH_Economy_WW_1-22e_bis_1-33e_Neu_Export_DE.pdf | 347 | 507 | 230 | 1 | 0 | Optiheat Economy | 32.2 | 5.6 | 5.8 | Nein | --- | einstufig | 0 | 59 | R-410A | 3.9 | Nein | 0 | 0 | 0 | 0 | 0 | 0 | 0 | 0 | 0 | 0 | 0 | 0 | 0 | 0 | 28.9 | 8.2 | 3.5 | 0 | /temp/20181112120446/WPZ_Pruefzertifikat_WW_OH1-29e.pdf | Wärmepumpen-Testzentrum WPZ Buchs |  | /temp/20201006091950/AT-HP-00667_-_Optiheat_1-22e_bis_1-33e_(Wasser-Wasser)_-_2023-09-17.pdf | 2023-09-17T00:00:00.000Z | AT-HP-0667 |  |  |  | 0 | 0 | 0 |  | 0000-00-00 | Nein | Ja | Nein | --- | 0 | 162 | 0 | 31.6 | A+++ | 234 | 0 | 28.2 | 0 | 0 | 0 | 0 | 0 | 0 | 0 | 0 | /temp/20181112120419/TD_OH_1-25e_Wasser.pdf | A+++ | 0 | 0 | 0 | 0 | 1 | 0 | 0
12755 | CTA OH1-29e |  | /temp/20181112120901/6_OH_Economy_WW_1-22e_bis_1-33e_Neu_Export_DE.pdf | 347 | 507 | 230 | 1 | 0 | Optiheat Economy | 37.9 | 6.4 | 5.9 | Nein | --- | einstufig | 0 | 59 | R-410A | 4.5 | Nein | 0 | 0 | 0 | 0 | 0 | 0 | 0 | 0 | 0 | 0 | 0 | 0 | 0 | 0 | 34.1 | 9.3 | 3.7 | 0 | /temp/20181112120924/WPZ_Pruefzertifikat_WW_OH1-29e.pdf | Wärmepumpen-Testzentrum WPZ Buchs |  | /temp/20201006092016/AT-HP-00667_-_Optiheat_1-22e_bis_1-33e_(Wasser-Wasser)_-_2023-09-17.pdf | 2023-09-17T00:00:00.000Z | AT-HP-0667 |  |  |  | 0 | 0 | 0 |  | 0000-00-00 | Nein | Ja | Nein | --- | 0 | 166 | 0 | 37.2 | A+++ | 238 | 0 | 33 | 0 | 0 | 0 | 0 | 0 | 0 | 0 | 0 | /temp/20181112120850/TD_OH_1-29e_Wasser.pdf | A+++ | 0 | 0 | 0 | 0 | 1 | 0 | 0
12756 | CTA OH1-33e |  | /temp/20181112121955/6_OH_Economy_WW_1-22e_bis_1-33e_Neu_Export_DE.pdf | 347 | 507 | 230 | 1 | 0 | Optiheat Economy | 42.9 | 7.4 | 5.8 | Nein | --- | einstufig | 0 | 60 | R-410A | 4.7 | Nein | 0 | 0 | 0 | 0 | 0 | 0 | 0 | 0 | 0 | 0 | 0 | 0 | 0 | 0 | 38.4 | 10.7 | 3.6 | 0 | /temp/20181112122016/WPZ_Pruefzertifikat_WW_OH1-29e.pdf | Wärmepumpen-Testzentrum WPZ Buchs |  | /temp/20201006092042/AT-HP-00667_-_Optiheat_1-22e_bis_1-33e_(Wasser-Wasser)_-_2023-09-17.pdf | 2023-09-17T00:00:00.000Z | AT-HP-0667 |  |  |  | 0 | 0 | 0 |  | 0000-00-00 | Nein | Ja | Nein | --- | 0 | 163 | 0 | 42.2 | A+++ | 233 | 0 | 37.2 | 0 | 0 | 0 | 0 | 0 | 0 | 0 | 0 | /temp/20181112121940/TD_OH_1-33e_Wasser.pdf | A+++ | 0 | 0 | 0 | 0 | 1 | 0 | 0
12766 | CTA OH1-44e |  | /temp/20201117085909/7_Optiheat_Duo_WW.pdf | 347 | 507 | 462 | 1 | 1 | Optiheat Duo | 58 | 9.8 | 6 | Nein | --- | mehrstufig | 0 | 68 | R-410A | 8 | Nein | 0 | 0 | 0 | 0 | 0 | 0 | 0 | 0 | 0 | 0 | 0 | 0 | 0 | 0 | 53 | 14 | 3.8 | 0 | /temp/20181112133212/Test_Report_OH_1-50e_WW.pdf | AIT Austrian Institute of Technology GmbH |  | /temp/20230621073956/AT-HP-00665_-_Optiheat_1-44e_Duo_bis_1-85es_Duo_(Wasser-Wasser)_-_2026-05-25.pdf | 2026-05-25T00:00:00.000Z | AT-HP-00665 | /temp/20201223125332/7_OH_Optiheat_Duo_WW_DE.pdf |  | Baureihe Optiheat DUO | 0 | 0 | 0 |  | 0000-00-00 | Nein | Ja | Nein | --- | 0 | 171 | 0 | 56.9 | A+++ | 237 | 0 | 51.1 | 0 | 0 | 0 | 0 | 0 | 0 | 0 | 0 | /temp/20181112133117/TD_OH_1-44e_Duo_Wasser.pdf | A+++ | 0 | 0 | 0 | 0 | 1 | 0 | 0
12768 | CTA OH1-58e |  | /temp/20201117085831/7_Optiheat_Duo_WW.pdf | 347 | 507 | 462 | 1 | 1 | Optiheat Duo | 77 | 12.5 | 6.2 | Nein | --- | mehrstufig | 0 | 70 | R-410A | 9.7 | Nein | 0 | 0 | 0 | 0 | 0 | 0 | 0 | 0 | 0 | 0 | 0 | 0 | 0 | 0 | 69 | 18.6 | 3.7 | 0 | /temp/20181112134204/Test_Report_OH_1-50e_WW.pdf | AIT Austrian Institute of Technology GmbH |  | /temp/20230621074819/AT-HP-00665_-_Optiheat_1-44e_Duo_bis_1-85es_Duo_(Wasser-Wasser)_-_2026-05-25.pdf | 2026-05-25T00:00:00.000Z | AT-HP-00665 | /temp/20201223125731/7_OH_Optiheat_Duo_WW_DE.pdf |  | Baureihe Optiheat DUO | 0 | 0 | 0 |  | 0000-00-00 | Nein | Ja | Nein | --- | 0 | 174 | 0 | 75.4 | A+++ | 251 | 0 | 67.3 | 0 | 0 | 0 | 0 | 0 | 0 | 0 | 0 | /temp/20201102070903/TD_OH_1-58e_Duo_Wasser_v2.pdf | A+++ | 0 | 0 | 0 | 0 | 1 | 0 | 0 | /temp/20201102065744/B11121_OH_1-58e_Duo_WW_Energie_Label.pdf
8693 | CTA OH1-5es |  | /temp/20181108160836/5_Optiheat_All-in-One_Wasser_Wasser_Export_DE.pdf | 347 | 507 | 230 | 1 | 1 | Optiheat All in One | 6.7 | 1.2 | 5.8 | Nein | Arbeitszahlrechner | einstufig | 6 | 39 | R-410A | 1.8 | Nein | 0 | 0 | 0 | 0 | 1.4 | 0 | 0 | 0 | 0 | 0 | 0 | 0 | 0 | 0 | 6 | 1.8 | 3.4 | 155 | /temp/20130531084143/WPZ_Pruefzertifikat_OH_1-6es_WW_158-12-05.pdf | Wärmepumpen-Testzentrum WPZ Buchs | WW-158-12-05 | /temp/20241213120503/AT-HP-00663.pdf | 2026-09-03T00:00:00.000Z | AT-HP-00663 |  |  | CTA-Optiheat All in One-Wasser/Wasser | 0 | 0 | 0 |  | 2012-07-16T00:00:00.000Z | Nein | Ja | Nein | --- | 0 | 157 | 0 | 6.4 | A+++ | 234 | 0 | 5.6 | 0 | 0 | 0 | 0 | 0 | 0 | 0 | 0 | /temp/20181112100512/TD_OH_1-5es_Wasser.pdf | A+++ | 0 | 0 | 0 | 0 | 1 | 0 | 0
12769 | CTA OH1-65e |  | /temp/20201117085606/7_Optiheat_Duo_WW.pdf | 347 | 507 | 462 | 1 | 1 | Optiheat Duo | 86 | 14.3 | 6 | Nein | --- | mehrstufig | 0 | 71 | R-410A | 9.7 | Nein | 0 | 0 | 0 | 0 | 0 | 0 | 0 | 0 | 0 | 0 | 0 | 0 | 0 | 0 | 77 | 20.8 | 3.7 | 0 | /temp/20181112134912/Test_Report_OH_1-72e_WW.pdf | AIT Austrian Institute of Technology GmbH |  | /temp/20230621074953/AT-HP-00665_-_Optiheat_1-44e_Duo_bis_1-85es_Duo_(Wasser-Wasser)_-_2026-05-25.pdf | 2026-05-25T00:00:00.000Z | AT-HP-00665 | /temp/20201223125557/7_OH_Optiheat_Duo_WW_DE.pdf |  | Baureihe Optiheat DUO | 0 | 0 | 0 |  | 0000-00-00 | Nein | Ja | Nein | --- | 0 | 170 | 0 | 83.9 | A+++ | 242 | 0 | 74.8 | 0 | 0 | 0 | 0 | 0 | 0 | 0 | 0 | /temp/20181112134853/TD_OH_1-65e_Duo_Wasser.pdf | A+++ | 0 | 0 | 0 | 0 | 1 | 0 | 0
8694 | CTA OH1-6es |  | /temp/20181108161403/5_Optiheat_All-in-One_Wasser_Wasser_Export_DE.pdf | 347 | 507 | 230 | 1 | 1 | Optiheat All in One | 7.9 | 1.4 | 5.8 | Nein | Arbeitszahlrechner | einstufig | 6 | 39 | R-410A | 1.8 | Nein | 0 | 0 | 0 | 0 | 1.6 | 0 | 0 | 0 | 0 | 0 | 0 | 0 | 0 | 0 | 7 | 2.1 | 3.3 | 155 | /temp/20130531084801/WPZ_Pruefzertifikat_OH_1-6es_WW_158-12-05.pdf | Wärmepumpen-Testzentrum WPZ Buchs | WW-158-12-05 | /temp/20241213120443/AT-HP-00663.pdf | 2026-09-03T00:00:00.000Z | AT-HP-00663 |  |  | CTA-Optiheat All in One-Wasser/Wasser | 0 | 0 | 0 |  | 2012-07-16T00:00:00.000Z | Nein | Ja | Nein | --- | 0 | 156 | 0 | 7.5 | A+++ | 232 | 0 | 6.6 | 0 | 0 | 0 | 0 | 0 | 0 | 0 | 0 | /temp/20181112100538/TD_OH_1-6es_Wasser.pdf | A+++ | 0 | 0 | 0 | 0 | 1 | 0 | 0
12771 | CTA OH1-85e |  | /temp/20201117085748/7_Optiheat_Duo_WW.pdf | 347 | 507 | 462 | 1 | 1 | Optiheat Duo | 113 | 19.7 | 5.8 | Nein | --- | mehrstufig | 0 | 73 | R-410A | 11.4 | Nein | 0 | 0 | 0 | 0 | 0 | 0 | 0 | 0 | 0 | 0 | 0 | 0 | 0 | 0 | 102 | 27.6 | 3.7 | 0 | /temp/20181112135539/Test_Report_OH_1-72e_WW.pdf | AIT Austrian Institute of Technology GmbH |  | /temp/20230621082513/AT-HP-00665_-_Optiheat_1-44e_Duo_bis_1-85es_Duo_(Wasser-Wasser)_-_2026-05-25.pdf | 2026-05-25T00:00:00.000Z | AT-HP-00665 | /temp/20201223125647/7_OH_Optiheat_Duo_WW_DE.pdf |  | Baureihe Optiheat DUO | 0 | 0 | 0 |  | 0000-00-00 | Nein | Ja | Nein | --- | 0 | 166 | 0 | 110.8 | A+++ | 228 | 0 | 99.3 | 0 | 0 | 0 | 0 | 0 | 0 | 0 | 0 | /temp/20181112135518/TD_OH_1-85e_Duo_Wasser.pdf | A+++ | 0 | 0 | 0 | 0 | 1 | 0 | 0
8695 | CTA OH1-8es |  | /temp/20181108162648/5_Optiheat_All-in-One_Wasser_Wasser_Export_DE.pdf | 347 | 507 | 230 | 1 | 1 | Optiheat All in One | 10.4 | 1.7 | 6.1 | Nein | Arbeitszahlrechner | einstufig | 6 | 43 | R-410A | 1.9 | Nein | 0 | 0 | 0 | 0 | 2.1 | 0 | 0 | 0 | 0 | 0 | 0 | 0 | 0 | 0 | 9.2 | 2.7 | 3.4 | 170 | /temp/20130531085311/WPZ_Pruefzertifikat_OH_1-6es_WW_158-12-05.pdf | Wärmepumpen-Testzentrum WPZ Buchs | WW-158-12-05 | /temp/20241213120424/AT-HP-00663.pdf | 2026-09-03T00:00:00.000Z | AT-HP-00663 |  |  | CTA-Optiheat All in One-Wasser/Wasser | 0 | 0 | 0 |  | 2012-07-16T00:00:00.000Z | Nein | Ja | Nein | --- | 0 | 161 | 0 | 9.8 | A+++ | 245 | 0 | 8.7 | 0 | 0 | 0 | 0 | 0 | 0 | 0 | 0 | /temp/20181112100604/TD_OH_1-8es_Wasser.pdf | A+++ | 0 | 0 | 0 | 0 | 1 | 0 | 0
27934 | Daikin EWSAH06D9W | /temp/20230302130127/logo.jpg | /temp/20230302130225/db_EWSA(H_X)-D9W_Data_books_EEDDE22_German.pdf | 347 | 606 | 290 | 1 | 1 | DAIKIN ALTHERMA 3 WS 6 H | 6.1 | 1.1 | 5.3 | Nein | Heizenergiezähler | modulierend | 0 | 39 | R-32 | 1.7 | Ja | 0 | 0 | 0 | 0 | 0 | 0 | 0 | 0 | 0 | 0 | 0 | 0 | 0 | 0 | 5.6 | 1.7 | 3.3 | 0 | /temp/20230302132251/Daikin_Altherma_3_WS.pdf | Research Institutes of Sweden (RISE) |  | /temp/20230302132220/AT-HP-01017.pdf | 2026-01-11T00:00:00.000Z | AT-HP-01017 | /temp/20230302130215/Gleichwertigkeit_der_verschiedenen_Daikin_Bezeichnungen.pdf |  |  | 0 | 0 | 0 |  | 0000-00-00 | Ja | Ja | Ja | L | 0 | 158 | 0 | 6.1 | A+++ | 252 | 0 | 5.6 | 0 | 0 | 0 | 0 | 0 | 0 | 0 | 0 | /temp/20230302130907/EWSAH06DA9W_productFiche.pdf | A+++ | 0 | 0 | 0 | 0 | 1 | 1 | 1 | /temp/20230302130833/EWSAH06DA9W_energyLabel.pdf
27935 | Daikin EWSAX06D9W | /temp/20230302132652/logo.jpg | /temp/20230302132641/db_EWSA(H_X)-D9W_Data_books_EEDDE22_German.pdf | 347 | 606 | 290 | 1 | 1 | DAIKIN ALTHERMA 3 WS 6 H&K | 6.1 | 1.1 | 5.3 | Ja | Heizenergiezähler | modulierend | 0 | 39 | R-32 | 1.7 | Ja | 0 | 0 | 0 | 0 | 0 | 0 | 0 | 0 | 0 | 0 | 0 | 0 | 0 | 0 | 5.6 | 1.7 | 3.3 | 0 | /temp/20230302133119/Daikin_Altherma_3_WS.pdf | Research Institutes of Sweden (RISE) |  | /temp/20230302133046/AT-HP-01017.pdf | 2026-01-11T00:00:00.000Z | AT-HP-01017 | /temp/20230302132622/Gleichwertigkeit_der_verschiedenen_Daikin_Bezeichnungen.pdf |  |  | 0 | 0 | 0 |  | 0000-00-00 | Nein | Ja | Ja | L | 0 | 162 | 0 | 6.1 | A+++ | 259 | 0 | 5.6 | 0 | 0 | 0 | 0 | 0 | 0 | 0 | 0 | /temp/20230302133017/EWSAX06DA9W_productFiche.pdf | A+++ | 0 | 0 | 0 | 0 | 1 | 1 | 1 | /temp/20230302133006/EWSAX06DA9W_energyLabel.pdf
7861 | Dimplex WI 10TU | /temp/20120521100223/logo.jpg |  | 347 | 496 | 220 | 1 | 1 | WI-TU | 9.6 | 1.6 | 5.9 | Nein | Heizenergiezähler | einstufig | 6 | 41 | R-410A | 2.7 | Nein | 7 | 25 | 20 | 62 | 2.2 | 10.3 | 2.1 | 5 | 9.1 | 2.1 | 4.3 | 9.6 | 2.6 | 3.7 | 8.4 | 2.6 | 3.2 | 142 | /temp/20160222132515/WI_10TU_[WI_14TU,_WI_18TU,_WI_22TU].pdf | VDE Prüf- und Zertifizierungsinstitut GmbH | 559900-2600-0000/149643a | /temp/20231228111303/AT-HP-00172.pdf | 2026-12-11T00:00:00.000Z | AT-HP-00172 |  |  |  | 10.8 | 1.7 | 6.4 | /temp/20120521100223/Masszeichnung_wi10TU.pdf | 2011-12-16T00:00:00.000Z | Nein | Ja | Nein | --- | 0 | 163 | 0 | 10 | A+++ | 248 | 0 | 8 | 0 | 10 | 0 | 8 | 0 | 10 | 0 | 8 | /temp/20231228111226/22353113_a_Produktlabel_WI_10TU_dim.pdf | A+++ | 259 | 170 | 247 | 163 | 1 | 0 | 1
7863 | Dimplex WI 14TU | /temp/20120521103012/logo.jpg |  | 347 | 496 | 220 | 1 | 1 | WI-TU | 13.3 | 2.2 | 6.1 | Nein | Heizenergiezähler | einstufig | 6 | 43 | R-410A | 3 | Nein | 7 | 25 | 20 | 62 | 3.1 | 13.9 | 2.8 | 5 | 12.2 | 2.8 | 4.4 | 13 | 3.5 | 3.8 | 11.5 | 3.5 | 3.3 | 0 | /temp/20160222133545/WI_10TU_[WI_14TU,_WI_18TU,_WI_22TU].pdf | VDE Prüf- und Zertifizierungsinstitut GmbH | 559900-2600-0000/149643a | /temp/20231228111738/AT-HP-00172.pdf | 2026-12-11T00:00:00.000Z | AT-HP 00172 |  |  |  | 14.8 | 2.2 | 6.8 |  | 2011-12-16T00:00:00.000Z | Nein | Ja | Nein | --- | 0 | 170 | 0 | 13 | A+++ | 260 | 0 | 12 | 0 | 13 | 0 | 12 | 0 | 13 | 0 | 12 | /temp/20231228111659/22353115_a_Produktlabel_WI_14TU_dim.pdf | A+++ | 270 | 177 | 260 | 170 | 1 | 0 | 1
9242 | Dimplex WI 18TU | /temp/20140929152619/logo.jpg |  | 347 | 496 | 220 | 1 | 1 | WI-TU | 17.1 | 3 | 5.8 | Nein | Heizenergiezähler | einstufig | 0 | 44 | R-410A | 3.4 | Nein | 7 | 25 | 0 | 62 | 0 | 17.8 | 3.6 | 5 | 15.6 | 3.6 | 4.4 | 0 | 0 | 0 | 15.1 | 4.2 | 3.6 | 0 | /temp/20140929154054/WI_10TU_[WI_14TU,_WI_18TU,_WI_22TU].pdf | VDE Prüf- und Zertifizierungsinstitut GmbH | 559900-2600-0000/149643a | /temp/20231228111959/AT-HP-00172.pdf | 2026-12-11T00:00:00.000Z | AT-HP-00172 |  |  |  | 0 | 0 | 0 |  | 2011-12-16T00:00:00.000Z | Nein | Ja | Nein | --- | 0 | 168 | 0 | 17 | A+++ | 240 | 0 | 15 | 0 | 17 | 0 | 15 | 0 | 17 | 0 | 15 | /temp/20231228111921/22353117_a_Produktlabel_WI_18TU_dim.pdf | A+++ | 247 | 172 | 241 | 168 | 1 | 0 | 1
9243 | Dimplex WI 22TU | /temp/20140929154912/logo.jpg |  | 347 | 496 | 220 | 1 | 1 | WI-TU | 22.3 | 3.9 | 5.7 | Nein | Heizenergiezähler | einstufig | 0 | 47 | R-410A | 4 | Nein | 7 | 25 | 0 | 62 | 0 | 23.9 | 4.8 | 5 | 21.1 | 4.8 | 4.4 | 0 | 0 | 0 | 20 | 5.7 | 3.6 | 0 | /temp/20140929155931/WI_10TU_[WI_14TU,_WI_18TU,_WI_22TU].pdf | VDE Prüf- und Zertifizierungsinstitut GmbH | 559900-2600-0000/149643a | /temp/20231228112202/AT-HP-00172.pdf | 2026-12-11T00:00:00.000Z | AT-HP-00172 |  |  |  | 0 | 0 | 0 |  | 2011-12-16T00:00:00.000Z | Nein | Ja | Nein | --- | 0 | 167 | 0 | 22 | A+++ | 237 | 0 | 20 | 0 | 22 | 0 | 20 | 0 | 22 | 0 | 20 | /temp/20231228112131/22353119_a_Produktlabel_WI_22TU_dim.pdf | A+++ | 244 | 171 | 238 | 167 | 1 | 0 | 1
9212 | Dimplex WI 35TU | /temp/20140823154159/logo.jpg | /temp/20140823161404/WI35TU_1408800694.pdf | 347 | 496 | 220 | 1 | 1 | WI-Tu | 35.6 | 5.7 | 6.2 | Nein | Heizenergiezähler | mehrstufig | 0 | 57 | R-410A | 8.4 | Nein | 7 | 25 | 0 | 62 | 0 | 37.9 | 7 | 5.4 | 33.6 | 7.1 | 4.7 | 36 | 8.4 | 4.3 | 32.1 | 8.4 | 3.8 | 0 | /temp/20140823153501/Kurzpruefbericht_SI-WI.pdf | VDE Prüf- und Zertifizierungsinstitut GmbH | 559900-2600-0010/178373 | /temp/20221127082929/AT-HP-00294.pdf | 2025-11-23T00:00:00.000Z | AT-HP-00294 |  |  |  | 40.1 | 5.7 | 7 |  | 2013-10-28T00:00:00.000Z | Nein | Ja | Nein | --- | 0 | 180 | 0 | 36 | A+++ | 262 | 0 | 32 | 0 | 36 | 0 | 32 | 0 | 36 | 0 | 32 | /temp/20160223170518/Datenblatt_WI35TU.pdf | A+++ | 269 | 185 | 264 | 181 | 1 | 0 | 0
9213 | Dimplex WI 45TU | /temp/20140823161946/logo.jpg | /temp/20140823162318/WI45TU_1408803618.pdf | 347 | 496 | 220 | 1 | 1 | WI-TU | 46.2 | 8 | 5.8 | Nein | Heizenergiezähler | einstufig | 0 | 58 | R-410A | 10.9 | Nein | 7 | 25 | 0 | 62 | 0 | 49.8 | 9.7 | 5.2 | 43.9 | 9.6 | 4.6 | 48 | 11.7 | 4.1 | 42.5 | 11.6 | 3.7 | 0 | /temp/20140823162952/Kurzpruefbericht_SI-WI.pdf | VDE Prüf- und Zertifizierungsinstitut GmbH | 559900-2600-0010/178373 | /temp/20221127083053/AT-HP-00294_(1).pdf | 2025-11-23T00:00:00.000Z | AT-HP-00294 |  |  |  | 52.1 | 8.1 | 6.4 |  | 2013-10-28T00:00:00.000Z | Nein | Ja | Nein | --- | 0 | 172 | 0 | 46 | A+++ | 243 | 0 | 43 | 0 | 46 | 0 | 43 | 0 | 46 | 0 | 43 | /temp/20160223170245/Datenblatt_WI45TU.pdf | A+++ | 245 | 173 | 245 | 173 | 1 | 0 | 1
7865 | Dimplex WI 50TU | /temp/20120522083229/logo.jpg | /temp/20120522083229/Datenblatt_wi50TU.pdf | 347 | 496 | 220 | 1 | 0 | WI-TU | 47.6 | 8.4 | 5.7 | Nein | Heizenergiezähler | einstufig | 0 | 59 | R-404A | 7.5 | Nein | 7 | 25 | 20 | 58 | 11 | 49.5 | 10.3 | 4.8 | 44.6 | 10.4 | 4.3 | 45.8 | 12.9 | 3.6 | 41 | 12.9 | 3.2 | 0 | /temp/20120522083229/WI_50TU_[A][BL-S].pdf | VDE Prüf- und Zertifizierungsinstitut GmbH | 559900-2600-0000/149643c | /temp/20140820115255/Zertifikat_WI_50TU.pdf | 2021-01-07T00:00:00.000Z | AT-HP-00169 |  |  |  | 55 | 8.1 | 6.8 |  | 2011-11-23T00:00:00.000Z | Nein | Ja | Nein | --- | 0 | 111 | 0 | 3 |  | 111 | 0 | 3 | 0 | 0 | 0 | 0 | 0 | 0 | 0 | 0 | /temp/20160420163739/AT-HP-00164-verl..pdf | A+ | 0 | 0 | 0 | 0 | 0 | 0 | 0
9214 | Dimplex WI 65TU | /temp/20140823163637/logo.jpg | /temp/20140823163754/WI65TU_1408804431.pdf | 347 | 496 | 220 | 1 | 1 | WI-TU | 68.9 | 11.2 | 6.2 | Nein | Heizenergiezähler | mehrstufig | 0 | 61 | R-410A | 16.8 | Nein | 7 | 25 | 0 | 62 | 12.5 | 71.7 | 13.5 | 5.3 | 63.7 | 13.6 | 4.7 | 67.9 | 16.1 | 4.2 | 59.9 | 16.1 | 3.7 | 0 | /temp/20221127083144/AT-HP-00294_(2).pdf | VDE Prüf- und Zertifizierungsinstitut GmbH | 559900-2600-0010/178373 | /temp/20240220090752/AT-HP-00294.pdf | 2025-11-23T00:00:00.000Z | AT-HP-00294 |  |  |  | 77.8 | 11.3 | 6.9 |  | 2013-10-28T00:00:00.000Z | Nein | Ja | Nein | --- | 0 | 178 | 0 | 69 | A+++ | 263 | 0 | 60 | 0 | 69 | 0 | 60 | 0 | 69 | 0 | 60 | /temp/20161010162819/Datenblatt_WI65TU.pdf | A+++ | 271 | 182 | 267 | 179 | 1 | 0 | 1
9215 | Dimplex WI 95TU | /temp/20140823164438/logo.jpg | /temp/20140823165236/WI95TU_1408804490.pdf | 347 | 496 | 220 | 1 | 1 | WI-TU | 98.9 | 16.9 | 5.9 | Nein | Heizenergiezähler | mehrstufig | 0 | 62 | R-410A | 23 | Nein | 7 | 25 | 0 | 62 | 0 | 104.7 | 20.5 | 5.1 | 93.2 | 20.3 | 4.6 | 101.1 | 24.2 | 4.2 | 89.9 | 24 | 3.7 | 0 | /temp/20140823165654/Kurzpruefbericht_SI-WI.pdf | VDE Prüf- und Zertifizierungsinstitut GmbH | 559900-2600-0010/178373 | /temp/20221127083222/AT-HP-00294_(3).pdf | 2025-11-23T00:00:00.000Z | AT-HP-00294 |  |  |  | 112 | 17.2 | 6.5 |  | 2013-10-28T00:00:00.000Z | Nein | Ja | Nein | --- | 0 | 168 | 0 | 99 | A+++ | 253 | 0 | 90 | 0 | 0 | 0 | 0 | 0 | 0 | 0 | 0 | /temp/20190527125045/WI_95TU.pdf | A+++ | 0 | 0 | 0 | 0 | 1 | 0 | 1
9995 | ELCO AQUATOP S06 | /temp/20151117134902/logo.jpg |  | 347 | 444 | 217 | 1 | 1 | AQUATOP S | 6.7 | 1.2 | 5.6 | Nein | Heizenergiezähler | einstufig | 6 | 39 | R-410A | 1.9 | Nein | 0 | 20 | 20 | 65 | 1.7 | 0 | 0 | 0 | 0 | 0 | 0 | 0 | 0 | 0 | 6.1 | 1.8 | 3.4 | 158 | /temp/20151210103250/15081209150_Testbericht_AQUATOP_S_W_W.pdf | Wärmepumpen-Testzentrum WPZ Buchs | WW-174-15-01/V2 | /temp/20241118093827/AT-HP-01152_WW_22_07_2027.pdf | 2027-07-22T00:00:00.000Z | AT-HP-01152 |  |  |  | 0 | 0 | 0 | /temp/20151117142518/techn_Daten_AQUATOP_S_17_11_2015.pdf | 2015-08-30T00:00:00.000Z | Nein | Ja | Nein | --- | 0 | 137 | 4.9 | 11 | A+++ | 189 | 3.6 | 11 | 5 | 11 | 3.6 | 11 | 4.9 | 11 | 3.6 | 11 | /temp/20151117141048/ERP_Daten_ELCO_AQUATOP_S.pdf | A++ | 195 | 142 | 191 | 137 | 1 | 0 | 0
10008 | ELCO AQUATOP S08 | /temp/20151210133044/logo.jpg | /temp/20151210133928/techn_Daten_AQUATOP_S_17_11_2015[1].pdf | 347 | 444 | 217 | 1 | 1 | AQUATOP S | 9.8 | 1.7 | 5.7 | Nein | Heizenergiezähler | einstufig | 6 | 34 | R-410A | 2.5 | Nein | 7 | 20 | 20 | 65 | 2.3 | 0 | 0 | 0 | 0 | 0 | 0 | 0 | 0 | 0 | 8.9 | 2.6 | 3.4 | 178 | /temp/20151210134107/15081209150_Testbericht_AQUATOP_S_W_W.pdf | Wärmepumpen-Testzentrum WPZ Buchs | WW-174-15-01 V2 | /temp/20241118093509/AT-HP-01152_WW_22_07_2027.pdf | 2027-07-22T00:00:00.000Z | AT-HP-01152 |  |  |  | 0 | 0 | 0 |  | 2015-08-10T00:00:00.000Z | Nein | Ja | Nein | --- | 0 | 154 | 4.9 | 13 | A+++ | 189 | 4 | 13 | 4.9 | 13 | 4 | 13 | 4.8 | 13 | 4.1 | 13 | /temp/20151210133915/3722822_AQUATOP_S06_3.pdf | A+++ | 191 | 160 | 187 | 155 | 1 | 0 | 0
10009 | ELCO AQUATOP S11 | /temp/20151210134356/logo.jpg | /temp/20151210135053/techn_Daten_AQUATOP_S_17_11_2015[1].pdf | 347 | 444 | 217 | 1 | 1 | AQUATOP S | 13.3 | 2.2 | 6.1 | Nein | Heizenergiezähler | einstufig | 6 | 38 | R-410A | 2.9 | Nein | 0 | 20 | 20 | 65 | 3.2 | 0 | 0 | 0 | 0 | 0 | 0 | 0 | 0 | 0 | 12.5 | 3.3 | 3.8 | 181 | /temp/20151210135149/15081209150_Testbericht_AQUATOP_S_W_W.pdf | Wärmepumpen-Testzentrum WPZ Buchs | WW-174-15-01 V2 | /temp/20241118093950/AT-HP-01152_WW_22_07_2027.pdf | 2027-07-22T00:00:00.000Z | AT-HP-01152 |  |  |  | 0 | 0 | 0 |  | 2015-08-10T00:00:00.000Z | Nein | Ja | Nein | --- | 0 | 153 | 5 | 16 | A+++ | 198 | 4 | 16 | 5.2 | 16 | 4 | 16 | 5.1 | 16 | 4 | 16 | /temp/20151210135041/3722822_AQUATOP_S06_3.pdf | A+++ | 202 | 158 | 199 | 154 | 1 | 0 | 0
10010 | ELCO AQUATOP S14 | /temp/20151210140029/logo.jpg | /temp/20151210140851/techn_Daten_AQUATOP_S_17_11_2015[1].pdf | 347 | 444 | 217 | 1 | 1 | AQUATOP S | 17.1 | 2.8 | 6.1 | Nein | --- | einstufig | 6 | 42 | R-410A | 3.4 | Nein | 7 | 20 | 20 | 65 | 4 | 0 | 0 | 0 | 0 | 0 | 0 | 0 | 0 | 0 | 15.5 | 4.2 | 3.7 | 185 | /temp/20151210140952/15081209150_Testbericht_AQUATOP_S_W_W.pdf | Wärmepumpen-Testzentrum WPZ Buchs | WW-174-15-01 V2 | /temp/20241118094902/AT-HP-01152_WW_22_07_2027.pdf | 2027-07-22T00:00:00.000Z | AT-HP-01152 |  |  |  | 0 | 0 | 0 |  | 2015-08-10T00:00:00.000Z | Nein | Ja | Nein | --- | 0 | 157 | 5.1 | 18 | A+++ | 199 | 4 | 18 | 5.1 | 18 | 4 | 18 | 5 | 18 | 4.2 | 18 | /temp/20151210140844/3722822_AQUATOP_S06_3.pdf | A+++ | 201 | 162 | 198 | 158 | 1 | 0 | 0
10011 | ELCO AQUATOP S17 | /temp/20151210141300/logo.jpg | /temp/20151210142215/techn_Daten_AQUATOP_S_17_11_2015[1].pdf | 347 | 444 | 217 | 1 | 1 | AQUATOP S | 21.3 | 3.5 | 6 | Nein | Heizenergiezähler | einstufig | 6 | 45 | R-410A | 3.8 | Nein | 7 | 20 | 20 | 65 | 5.1 | 0 | 0 | 0 | 0 | 0 | 0 | 0 | 0 | 0 | 19.4 | 5.3 | 3.6 | 192 | /temp/20151210142458/15081209150_Testbericht_AQUATOP_S_W_W.pdf | Wärmepumpen-Testzentrum WPZ Buchs | WW-174-15-01 V2 | /temp/20241118094958/AT-HP-01152_WW_22_07_2027.pdf | 2027-07-22T00:00:00.000Z | AT-HP-01152 |  |  |  | 0 | 0 | 0 |  | 2015-08-10T00:00:00.000Z | Nein | Ja | Nein | --- | 0 | 158 | 5.2 | 21 | A+++ | 201 | 4 | 21 | 5.2 | 21 | 4.1 | 21 | 5.1 | 21 | 4.2 | 21 | /temp/20151210142203/3722822_AQUATOP_S06_3.pdf | A+++ | 203 | 164 | 200 | 159 | 1 | 0 | 0
8533 | ELCO AQUATOP T 22H | /temp/20130204140102/logo.jpg |  | 347 | 444 | 217 | 1 | 1 | AQUATOP | 25.9 | 4.7 | 5.5 | Nein | --- | einstufig | 0 | 54 | R-407C | 4.1 | Nein | 7 | 20 | 25 | 55 | 6.7 | 27 | 6 | 4.5 | 23.3 | 5.9 | 4 | 26.9 | 7.3 | 3.7 | 25.6 | 7.3 | 3.5 | 245 | /temp/20130204095253/2013-01-24_Baureihenzertifikat_WW.pdf | Wärmepumpen-Testzentrum WPZ Buchs | WW-131-10-02 | /temp/20220705130210/AT-HP-00730_AQUATOP_WW_01_05_25.pdf | 2025-05-01T00:00:00.000Z | AT-HP-00730 |  |  |  | 27.1 | 4.7 | 5.8 |  | 2013-01-24T00:00:00.000Z | Nein | Ja | Nein | --- | 0 | 167 | 0 | 20 | A+++ | 201 | 0 | 20 | 0 | 0 | 0 | 0 | 0 | 0 | 0 | 0 | /temp/20180308072635/3721486_AQUATOP_T22HR_3.pdf | A+++ | 0 | 0 | 0 | 0 | 1 | 0 | 1
8534 | ELCO AQUATOP T 28H | /temp/20130204140306/logo.jpg |  | 347 | 444 | 217 | 1 | 1 | AQUATOP | 37.2 | 6.9 | 5.4 | Nein | --- | einstufig | 0 | 59 | R-407C | 5.7 | Nein | 7 | 20 | 25 | 55 | 9 | 40 | 8.5 | 4.7 | 35.6 | 8.3 | 4.3 | 37.7 | 9.9 | 3.8 | 34.2 | 9.7 | 3.5 | 315 | /temp/20130204100802/2013-01-24_Baureihenzertifikat_WW.pdf | Wärmepumpen-Testzentrum WPZ Buchs | WW-131-10-02 | /temp/20220705130118/AT-HP-00730_AQUATOP_WW_01_05_25.pdf | 2025-05-01T00:00:00.000Z | AT-HP-00730 |  |  |  | 42.2 | 7.1 | 5.9 |  | 2013-01-24T00:00:00.000Z | Nein | Ja | Nein | --- | 0 | 155 | 0 | 25 | A+++ | 192 | 0 | 25 | 0 | 0 | 0 | 0 | 0 | 0 | 0 | 0 | /temp/20180308073030/3721486_AQUATOP_T28HR_3.pdf | A+++ | 0 | 0 | 0 | 0 | 1 | 0 | 0
8535 | ELCO AQUATOP T 35H | /temp/20130204140353/logo.jpg |  | 347 | 444 | 217 | 1 | 1 | AQUATOP | 48.9 | 9.2 | 5.3 | Nein | --- | einstufig | 0 | 61 | R-407C | 6.2 | Nein | 7 | 20 | 25 | 55 | 12.5 | 52 | 11.2 | 4.6 | 47.4 | 10.9 | 4.4 | 51.3 | 13 | 3.9 | 46 | 12.6 | 3.7 | 330 | /temp/20130204102555/2013-01-24_Baureihenzertifikat_WW.pdf | Wärmepumpen-Testzentrum WPZ Buchs | WW-131-10-02 | /temp/20220705130320/AT-HP-00730_AQUATOP_WW_01_05_25.pdf | 2025-05-01T00:00:00.000Z | AT-HP-00730 |  |  |  | 52.7 | 9.5 | 5.6 |  | 2013-01-24T00:00:00.000Z | Nein | Ja | Nein | --- | 0 | 174 | 0 | 35 | A+++ | 192 | 0 | 35 | 0 | 0 | 0 | 0 | 0 | 0 | 0 | 0 | /temp/20180308073549/3721486_AQUATOP_T35HR_3.pdf | A+++ | 0 | 0 | 0 | 0 | 1 | 0 | 1
8536 | ELCO AQUATOP T43H | /temp/20130204140644/logo.jpg |  | 347 | 444 | 217 | 1 | 1 | AQUATOP | 58.6 | 11.3 | 5.2 | Nein | --- | einstufig | 0 | 61 | R-407C | 7.4 | Nein | 7 | 20 | 25 | 55 | 14.9 | 61.4 | 13.7 | 4.5 | 56.6 | 13.3 | 4.3 | 59.3 | 15.6 | 3.8 | 54.5 | 15.3 | 3.6 | 360 | /temp/20130204103136/2013-01-24_Baureihenzertifikat_WW.pdf | Wärmepumpen-Testzentrum WPZ Buchs | WW-131-10-02 | /temp/20220705130427/AT-HP-00730_AQUATOP_WW_01_05_25.pdf | 2025-05-01T00:00:00.000Z | AT-HP-00730 |  |  |  | 63.4 | 11.7 | 5.4 |  | 2013-01-24T00:00:00.000Z | Nein | Ja | Nein | --- | 0 | 180 | 0 | 41 | A+++ | 192 | 0 | 41 | 0 | 0 | 0 | 0 | 0 | 0 | 0 | 0 | /temp/20180124071602/3721489_AQUATOP_T43HR_3.pdf | A+++ | 0 | 0 | 0 | 0 | 1 | 0 | 0
8642 | Harreither Klima Star W-WP-H07S |  | /temp/20160718110650/Produktdatenblatt_20160718.pdf | 347 | 489 | 221 | 1 | 0 | Klima Star Hybrid | 9.4 | 1.7 | 5.6 | Nein | Arbeitszahlrechner | einstufig | 0 | 43 | R-417A | 2.2 | Nein | 8 | 25 | 15 | 45 | 2.3 | 0 | 0 | 0 | 0 | 0 | 0 | 0 | 0 | 0 | 8.3 | 2.4 | 3.5 | 0 | /temp/20130529183738/121221_Bafa_Bestaetigung_Klima_Star_Hybrid.pdf | AIT Austrian Institute of Technology GmbH | 2.04.01336.1.0 | /temp/20190225161756/EHPA-Guetesiegel_KS-Hybrid_Wasser-Wasser_AT-HP-00697_bis_2021.pdf | 2022-01-16T00:00:00.000Z | AT-HP-00697 |  |  |  | 0 | 0 | 0 |  | 2016-02-26T00:00:00.000Z | Nein | Ja | Ja | XL | 119 | 143 | 0 | 9.4 | A++ | 171 | 0 | 7.6 | 0 | 9.4 | 0 | 7.6 | 0 | 9.4 | 0 | 7.6 | /temp/20160708160014/W-WP-H07S.pdf | A++ | 173 | 144 | 169 | 143 | 1 | 0 | 0
8643 | Harreither Klima Star W-WP-H09S |  | /temp/20160718110952/Produktdatenblatt_20160718.pdf | 347 | 489 | 221 | 1 | 0 | Klima Star Hybrid | 10.7 | 1.9 | 5.6 | Nein | Arbeitszahlrechner | einstufig | 0 | 44 | R-417A | 2.7 | Nein | 8 | 25 | 15 | 45 | 2.3 | 0 | 0 | 0 | 0 | 0 | 0 | 0 | 0 | 0 | 9.4 | 2.7 | 3.5 | 0 | /temp/20130529184003/121221_Bafa_Bestaetigung_Klima_Star_Hybrid.pdf | AIT Austrian Institute of Technology GmbH | 2.04.01336.1.0 | /temp/20190225162218/EHPA-Guetesiegel_KS-Hybrid_Wasser-Wasser_AT-HP-00697_bis_2021.pdf | 2022-01-16T00:00:00.000Z | AT-HP-00697 |  |  |  | 0 | 0 | 0 |  | 2016-10-25T00:00:00.000Z | Nein | Ja | Ja | XL | 119 | 151 | 0 | 10.7 | A++ | 176 | 0 | 9.8 | 0 | 10.7 | 0 | 9.8 | 0 | 10.7 | 0 | 9.8 | /temp/20160708120309/W-WP-H09S.pdf | A++ | 178 | 153 | 173 | 151 | 1 | 0 | 0
8644 | Harreither Klima Star W-WP-H12S |  | /temp/20160718111118/Produktdatenblatt_20160718.pdf | 347 | 489 | 221 | 1 | 0 | Klima Star Hybrid | 13.4 | 2.4 | 5.6 | Nein | Arbeitszahlrechner | einstufig | 0 | 45 | R-417A | 3.3 | Nein | 8 | 25 | 15 | 45 | 3.3 | 0 | 0 | 0 | 0 | 0 | 0 | 0 | 0 | 0 | 11.9 | 3.4 | 3.5 | 0 | /temp/20130529184126/121221_Bafa_Bestaetigung_Klima_Star_Hybrid.pdf | AIT Austrian Institute of Technology GmbH | 2.04.01336.1.0 | /temp/20190225162312/EHPA-Guetesiegel_KS-Hybrid_Wasser-Wasser_AT-HP-00697_bis_2021.pdf | 2022-01-16T00:00:00.000Z | AT-HP-00697 |  |  |  | 0 | 0 | 0 |  | 2016-02-26T00:00:00.000Z | Nein | Ja | Ja | XL | 118 | 156 | 0 | 13.4 | A++ | 183 | 0 | 11.5 | 0 | 13.4 | 0 | 11.5 | 0 | 13.4 | 0 | 11.5 | /temp/20160708154102/W-WP-H12S.pdf | A++ | 186 | 157 | 181 | 155 | 1 | 0 | 0
8645 | Harreither Klima Star W-WP-H14S |  | /temp/20160718111213/Produktdatenblatt_20160718.pdf | 347 | 489 | 221 | 1 | 0 | Klima Star Hybrid | 14.4 | 2.6 | 5.6 | Nein | Arbeitszahlrechner | einstufig | 0 | 45 | R-417A | 3.3 | Nein | 8 | 25 | 15 | 45 | 4 | 0 | 0 | 0 | 0 | 0 | 0 | 0 | 0 | 0 | 12.9 | 3.7 | 3.5 | 0 | /temp/20130529184257/121221_Bafa_Bestaetigung_Klima_Star_Hybrid.pdf | AIT Austrian Institute of Technology GmbH | 2.04.01336.1.0 | /temp/20190225162345/EHPA-Guetesiegel_KS-Hybrid_Wasser-Wasser_AT-HP-00697_bis_2021.pdf | 2022-01-16T00:00:00.000Z | AT-HP-00697 |  |  |  | 0 | 0 | 0 |  | 2016-02-26T00:00:00.000Z | Nein | Ja | Ja | XL | 118 | 160 | 0 | 14.4 | A++ | 185 | 0 | 14 | 0 | 14.4 | 0 | 14 | 0 | 14.4 | 0 | 14 | /temp/20160708151953/W-WP-H14S.pdf | A++ | 187 | 161 | 182 | 160 | 1 | 0 | 0
8646 | Harreither Klima Star W-WP-H16S |  | /temp/20160718111307/Produktdatenblatt_20160718.pdf | 347 | 489 | 221 | 1 | 0 | Klima Star Hybrid | 18.2 | 3.3 | 5.6 | Nein | Arbeitszahlrechner | einstufig | 0 | 47 | R-417A | 4.1 | Nein | 8 | 25 | 15 | 45 | 4 | 0 | 0 | 0 | 0 | 0 | 0 | 0 | 0 | 0 | 16.2 | 4.6 | 3.5 | 0 | /temp/20130529184425/121221_Bafa_Bestaetigung_Klima_Star_Hybrid.pdf | AIT Austrian Institute of Technology GmbH | 2.04.01336.1.0 | /temp/20190225162425/EHPA-Guetesiegel_KS-Hybrid_Wasser-Wasser_AT-HP-00697_bis_2021.pdf | 2022-01-16T00:00:00.000Z | AT-HP-00697 |  |  |  | 0 | 0 | 0 |  | 2016-02-26T00:00:00.000Z | Nein | Ja | Ja | XL | 119 | 164 | 0 | 18.2 | A++ | 191 | 0 | 16 | 0 | 18.2 | 0 | 16 | 0 | 18.2 | 0 | 16 | /temp/20160708145642/W-WP-H16S.pdf | A++ | 193 | 165 | 188 | 163 | 1 | 0 | 0
8647 | Harreither Klima Star W-WP-H21S |  | /temp/20160718111352/Produktdatenblatt_20160718.pdf | 347 | 489 | 221 | 1 | 0 | Klima Star Hybrid | 23.6 | 4.2 | 5.6 | Nein | Arbeitszahlrechner | einstufig | 0 | 50 | R-417A | 4.6 | Nein | 8 | 25 | 15 | 45 | 5.8 | 0 | 0 | 0 | 0 | 0 | 0 | 0 | 0 | 0 | 20.4 | 5.8 | 3.5 | 0 | /temp/20130529184548/121221_Bafa_Bestaetigung_Klima_Star_Hybrid.pdf | AIT Austrian Institute of Technology GmbH | 2.04.01336.1.0 | /temp/20190225162522/EHPA-Guetesiegel_KS-Hybrid_Wasser-Wasser_AT-HP-00697_bis_2021.pdf | 2022-01-16T00:00:00.000Z | AT-HP-00697 |  |  |  | 0 | 0 | 0 |  | 2016-02-26T00:00:00.000Z | Nein | Ja | Ja | XL | 120 | 163 | 0 | 23.6 | A++ | 188 | 0 | 21.3 | 0 | 23.6 | 0 | 21.3 | 0 | 23.6 | 0 | 21.3 | /temp/20160708132727/W-WP-H21S.pdf | A++ | 191 | 165 | 186 | 163 | 1 | 0 | 0
26976 | Heatwest Ciat LG 260A | /temp/20220318091636/logo.jpg | /temp/20220318092439/Dynaciat_LG,_Produktbeschreibung.pdf | 347 | 881 | 472 | 1 | 0 | Dynaciat LG-LGP | 101 | 18.6 | 5.4 | Nein | --- | mehrstufig | 0 | 73 | R-410A | 8.7 | Nein | 4 | 25 | 25 | 50 | 0 | 0 | 0 | 0 | 97 | 22.2 | 4.4 | 0 | 0 | 0 | 93 | 25.3 | 3.7 | 413 | /temp/20220318093014/LG260A_1633705479-c2-499ea30d.pdf | CETIAT - Centre Technique des Industries Aérauliques et Thermiques |  | /temp/20220318092609/AT-HP-00945_fuer_180_bis_300_.pdf | 2024-11-08T00:00:00.000Z | AT-HP-00945 |  |  |  | 0 | 0 | 0 | /temp/20220318092600/techn.handbuch_30188_-_dynaciat_lg_lgn.pdf | 0000-00-00 | Nein | Ja | Nein | --- | 0 | 191 | 6.01 | 115 | A+++ | 232 | 5.01 | 106 | 0 | 0 | 0 | 0 | 0 | 0 | 0 | 0 | /temp/20220428071040/10309_-_DYNACIAT_LG_(SCOP)_(4)_(002).pdf | A+++ | 0 | 0 | 0 | 0 | 1 | 1 | 0
26646 | Heatwest Ciat LG 450A | /temp/20211207110614/logo.jpg | /temp/20211207104135/Dynaciat_LG,_Produktbeschreibung.pdf | 347 | 881 | 472 | 1 | 0 | Dynaciat LG-LGP | 172 | 31.3 | 5.5 | Nein | --- | mehrstufig | 0 | 78 | R-410A | 15.3 | Nein | 4 | 25 | 25 | 60 | 0 | 0 | 0 | 0 | 163 | 37.3 | 4.4 | 0 | 0 | 0 | 155 | 43.5 | 3.6 | 765 | /temp/20211207105420/LG450A_1633706343-dc-fa6f9181.pdf | CETIAT - Centre Technique des Industries Aérauliques et Thermiques |  | /temp/20211207105354/AT-HP-00946_fuer_360_bis_450.pdf | 2024-11-08T00:00:00.000Z | AT-HP-00946 |  |  |  | 0 | 0 | 0 | /temp/20211207104501/techn.handbuch_30188_-_dynaciat_lg_lgn.pdf | 0000-00-00 | Nein | Ja | Nein | --- | 0 | 193 | 6.18 | 197 | A+++ | 239 | 5.02 | 178 | 0 | 0 | 0 | 0 | 0 | 0 | 0 | 0 | /temp/20211207104051/LG450A_1633706343-dc-fa6f9181.pdf | A+++ | 0 | 0 | 0 | 0 | 1 | 1 | 0
29090 | Heatwest Ciat LG 480 A | /temp/20240303190855/logo.jpg | /temp/20240303191521/Dynaciat_LG,_Produktbeschreibung.pdf | 347 | 881 | 472 | 1 | 0 | Dynaciat LG | 183 | 32.4 | 5.6 | Nein | --- | mehrstufig | 0 | 76 | R-410A | 21 | Nein | 4 | 25 | 25 | 50 | 0 | 0 | 0 | 0 | 174 | 39.5 | 4.4 | 0 | 0 | 0 | 166 | 46.1 | 3.6 | 488 | /temp/20240303192100/LG480A_1633705524-d0-f9b67941.pdf | CETIAT - Centre Technique des Industries Aérauliques et Thermiques | 96.01.066 | /temp/20240303191922/AT-HP-00947_fuer_480_bis_600.pdf | 2024-11-08T00:00:00.000Z | AT-HP-00947 |  |  |  | 0 | 0 | 0 | /temp/20240303191654/techn.handbuch_30188_-_dynaciat_lg_lgn.pdf | 2021-10-08T00:00:00.000Z | Nein | Ja | Nein | --- | 0 | 192 | 6.24 | 208 | A+++ | 242 | 5.01 | 191 | 0 | 0 | 0 | 0 | 0 | 0 | 0 | 0 | /temp/20240303191818/LG480A_1633705524-d0-f9b67941.pdf | A+++ | 0 | 0 | 0 | 0 | 1 | 1 | 0 | /temp/20240303191754/Energy_Label_LG_.pdf
27983 | Heatwest Ciat LG 600A | /temp/20230329074743/logo.jpg | /temp/20230329080954/Dynaciat_LG,_Produktbeschreibung.pdf | 347 | 881 | 472 | 1 | 0 | Dynaciat LG | 230 | 41.4 | 5.6 | Nein | --- | mehrstufig | 0 | 78 | R-410A | 24.1 | Nein | 4 | 25 | 25 | 50 | 0 | 0 | 0 | 0 | 218 | 50 | 4.4 | 0 | 0 | 0 | 209 | 58.2 | 3.6 | 899 | /temp/20230329081555/LG600A_1633705524-ac-632c41d0.pdf | CETIAT - Centre Technique des Industries Aérauliques et Thermiques | 9601066 | /temp/20230329081354/AT-HP-00947_fuer_480_bis_600.pdf | 2024-11-08T00:00:00.000Z | AT-HP-00947 |  |  |  | 0 | 0 | 0 | /temp/20230329081125/techn.handbuch_30188_-_dynaciat_lg_lgn.pdf | 2021-10-08T00:00:00.000Z | Nein | Ja | Nein | --- | 0 | 190 | 6.08 | 230 | A+++ | 235 | 4.94 | 239 | 0 | 0 | 0 | 0 | 0 | 0 | 0 | 0 | /temp/20230329080921/LG600A_1633705524-ac-632c41d0.pdf | A+++ | 0 | 0 | 0 | 0 | 1 | 1 | 0 | /temp/20230329080657/LG600A_1633705524-ac-632c41d0.pdf
27113 | Heatwest Ciat LG-LGP 1000V | /temp/20220503162208/logo.jpg | /temp/20220503162650/Dynaciat_LGP_Produktbeschreibung_Deutsch.pdf | 347 | 881 | 472 | 1 | 0 | Dynaciatpower LG-LGP | 384 | 73.6 | 5.2 | Nein | --- | mehrstufig | 0 | 89 | R-410A | 34.2 | Nein | 4 | 25 | 25 | 55 | 0 | 0 | 0 | 0 | 0 | 0 | 0 | 0 | 0 | 0 | 347 | 103.6 | 3.4 | 1312 | /temp/20220503162829/LGP1000V_1633709677-e6-ad86f95f.pdf | CETIAT - Centre Technique des Industries Aérauliques et Thermiques | 96.01.066 | /temp/20220503162740/AT-HP-00948_fuer_700_bis_1600.pdf | 2024-11-08T00:00:00.000Z | AT-HP-00948 |  |  |  | 0 | 0 | 0 | /temp/20220503162719/Dynaciat_Power_techn._handbuch.pdf | 2021-10-08T00:00:00.000Z | Nein | Ja | Nein | --- | 0 | 166 | 5.47 | 375 | A+++ | 211 | 4.36 | 331 | 0 | 0 | 0 | 0 | 0 | 0 | 0 | 0 | /temp/20220601105255/LGP1000V_1633709677-e6-ad86f95f.pdf | A+++ | 0 | 0 | 0 | 0 | 1 | 1 | 0 | /temp/20220503162542/LGP1000V_1633709677-e6-ad86f95f.pdf
27112 | Heatwest Ciat LG-LGP 1100 V | /temp/20220601104358/logo.jpg | /temp/20220503161631/Dynaciat_LGP_Produktbeschreibung_Deutsch.pdf | 347 | 881 | 472 | 1 | 0 | Dynaciatpower LG-LGP | 419 | 81.4 | 5.2 | Nein | --- | mehrstufig | 0 | 90 | R-410A | 39.4 | Nein | 4 | 25 | 25 | 55 | 0 | 0 | 0 | 0 | 0 | 0 | 0 | 0 | 0 | 0 | 379 | 116.6 | 3.3 | 1363 | /temp/20220503161840/LG-LGP-1100V_1569856437.6569.pdf | CETIAT - Centre Technique des Industries Aérauliques et Thermiques | 17.02.028 | /temp/20220503161732/AT-HP-00948_fuer_700_bis_1600.pdf | 2024-11-08T00:00:00.000Z | AT-HP-00948 |  |  |  | 0 | 0 | 0 | /temp/20220503161717/Dynaciat_Power_techn._handbuch.pdf | 2019-09-30T00:00:00.000Z | Nein | Ja | Nein | --- | 0 | 173 | 5.43 | 411.63 | A+++ | 212 | 4.53 | 365.45 | 0 | 0 | 0 | 0 | 0 | 0 | 0 | 0 | /temp/20220620130035/LGP1100V_1633709677-84-420194c1.pdf | A+++ | 0 | 0 | 0 | 0 | 1 | 1 | 0 | /temp/20220620130028/LGP1100V_1633709677-84-420194c1.pdf
27111 | Heatwest Ciat LG-LGP 1200 V | /temp/20220503155100/logo.jpg | /temp/20220503160605/Dynaciat_LGP_Produktbeschreibung_Deutsch.pdf | 347 | 881 | 472 | 1 | 0 | Dynaciatpower LG-LGP | 460 | 89.2 | 5.2 | Nein | --- | mehrstufig | 0 | 91 | R-410A | 42.6 | Nein | 4 | 25 | 25 | 55 | 0 | 0 | 0 | 0 | 0 | 0 | 0 | 0 | 0 | 0 | 420 | 128.4 | 3.3 | 1425 | /temp/20220503160848/LG-LGP-1200V_1569856438.6891.pdf | CETIAT - Centre Technique des Industries Aérauliques et Thermiques | 17.02.028 | /temp/20220503160715/AT-HP-00948_fuer_700_bis_1600.pdf | 2024-11-08T00:00:00.000Z | AT-HP-00948 |  |  |  | 0 | 0 | 0 | /temp/20220503160701/techn.handbuch_30188_-_dynaciat_lg_lgn.pdf | 2019-09-30T00:00:00.000Z | Nein | Ja | Nein | --- | 0 | 174 | 5.49 | 451 | A+++ | 212 | 4.5 | 399 | 0 | 0 | 0 | 0 | 0 | 0 | 0 | 0 | /temp/20220620124313/LGP1200V_1633709677-5b-235e4645.pdf | A+++ | 0 | 0 | 0 | 0 | 1 | 0 | 0 | /temp/20220620122150/LGP1200V_1633709677-5b-235e4645.pdf
27361 | Heatwest Ciat LG-LGP 1400V | /temp/20220824090212/logo.jpg | /temp/20220824091336/Dynaciat_LGP_Produktbeschreibung_Deutsch.pdf | 347 | 881 | 472 | 1 | 0 | Dynaciatpower LG-LGP | 525 | 99.6 | 5.3 | Nein | --- | mehrstufig | 0 | 95 | R-410A | 42.5 | Nein | 4 | 25 | 25 | 55 | 0 | 0 | 0 | 0 | 0 | 0 | 0 | 0 | 0 | 0 | 478 | 141 | 3.4 | 1613 | /temp/20220824091732/LGP1400_1633709677-55-3f0f88f8.pdf | CETIAT - Centre Technique des Industries Aérauliques et Thermiques | 96.01.066 | /temp/20220824091511/AT-HP-00948.pdf | 2024-11-08T00:00:00.000Z | AT-HP-00948 |  |  |  | 0 | 0 | 0 | /temp/20220824091508/techn.handbuch_30188_-_dynaciat_lg_lgn.pdf | 2021-10-08T00:00:00.000Z | Nein | Ja | Nein | --- | 0 | 169 | 5.48 | 530 | A+++ | 211 | 4.39 | 469 | 0 | 0 | 0 | 0 | 0 | 0 | 0 | 0 | /temp/20220824091317/Dynaciat_LGP_1400_SCOP.pdf | A+++ | 0 | 0 | 0 | 0 | 1 | 1 | 0 | /temp/20220824091416/LGP1400_1633709677-55-3f0f88f8.pdf
27359 | Heatwest Ciat LG-LGP 700 V |  | /temp/20220823113219/Dynaciat_LGP_Produktbeschreibung_Deutsch.pdf | 347 | 881 | 472 | 1 | 0 | Dynaciat LG-LGP | 246 | 49.8 | 4.9 | Nein | --- | mehrstufig | 0 | 89 | R-410A | 27.8 | Nein | 4 | 25 | 25 | 55 | 0 | 0 | 0 | 0 | 0 | 0 | 0 | 0 | 0 | 0 | 230 | 70.3 | 3.3 | 1044 | /temp/20220823113536/LCP-HP-LG-LGP-700V-1661252239-9d-14616976.pdf | CETIAT - Centre Technique des Industries Aérauliques et Thermiques | 91.01.066 | /temp/20220823113029/AT-HP-00948_fuer_700_bis_1600.pdf | 2024-11-08T00:00:00.000Z | AT-HP-00948 |  |  |  | 0 | 0 | 0 | /temp/20220823113343/Dynaciat_Power_techn._handbuch.pdf | 2022-08-23T00:00:00.000Z | Nein | Ja | Nein | --- | 0 | 159 | 5.29 | 258 | A+++ | 204 | 4.18 | 230 | 0 | 0 | 0 | 0 | 0 | 0 | 0 | 0 | /temp/20220823113156/LCP-HP-LG-LGP-700V-1661252239-9d-14616976.pdf | A+++ | 0 | 0 | 0 | 0 | 1 | 1 | 0 | /temp/20220823112749/LCP-HP-LG-LGP-700V-1661252239-9d-14616976.pdf
27110 | Heatwest Ciat LG-LGP 800 V | /temp/20220503152012/logo.jpg | /temp/20220503154203/Dynaciat_LGP_Produktbeschreibung_Deutsch.pdf | 347 | 881 | 472 | 1 | 0 | Dynaciatpower LG-LGP | 293 | 57.8 | 5.1 | Nein | --- | mehrstufig | 0 | 90 | R-410A | 30.5 | Nein | 4 | 25 | 25 | 55 | 0 | 0 | 0 | 0 | 0 | 0 | 0 | 0 | 0 | 0 | 275 | 80.9 | 3.4 | 1156 | /temp/20220503154547/LG-LGP-800V_1602508228.4174.pdf | CETIAT - Centre Technique des Industries Aérauliques et Thermiques | 96.01.066 | /temp/20220503154346/AT-HP-00948_fuer_700_bis_1600.pdf | 2024-11-08T00:00:00.000Z | AT-HP-00948 |  |  |  | 0 | 0 | 0 | /temp/20220503154319/Dynaciat_Power_techn._handbuch.pdf | 2020-10-12T00:00:00.000Z | Nein | Ja | Nein | --- | 0 | 167 | 5.52 | 269 | A+++ | 213 | 4.38 | 264 | 0 | 0 | 0 | 0 | 0 | 0 | 0 | 0 | /temp/20220508145659/Dynaciat_Power_Eco_Design_Handbuch.pdf | A+++ | 0 | 0 | 0 | 0 | 1 | 1 | 0 | /temp/20220503153351/LG-LGP-800V_1602508228.4174.pdf
25903 | Heatwest Ciat LG180A |  | /temp/20220121145641/Dynaciat_LG,_Produktbeschreibung.pdf | 347 | 881 | 472 | 1 | 0 | Dynaciat LG-LGP | 70 | 12.8 | 5.5 | Nein | --- | mehrstufig | 0 | 72 | R-410A | 7.6 | Nein | 4 | 25 | 25 | 60 | 0 | 0 | 0 | 0 | 68 | 15.6 | 4.3 | 0 | 0 | 0 | 65 | 18.3 | 3.6 | 386 | /temp/20220121150034/LG180A_1633700656-e4-a6297e2f.pdf | CETIAT - Centre Technique des Industries Aérauliques et Thermiques | 96.01.066 | /temp/20220117125145/AT-HP-00945_fuer_180_bis_300_.pdf | 2024-11-08T00:00:00.000Z | AT-HP-00945 |  |  |  | 0 | 0 | 0 | /temp/20220121145935/techn.handbuch_30188_-_dynaciat_lg_lgn.pdf | 2021-10-08T00:00:00.000Z | Nein | Ja | Nein | --- | 0 | 187 | 5.95 | 80 | A+++ | 230 | 4.88 | 75 | 0 | 0 | 0 | 0 | 0 | 0 | 0 | 0 | /temp/20220117125026/LG180A_1633700656-e4-a6297e2f.pdf | A+++ | 0 | 0 | 0 | 0 | 1 | 0 | 0
14227 | Heatwest Ciat LG200A | /temp/20200806064839/logo.jpg | /temp/20220117124018/Dynaciat_LG,_Produktbeschreibung.pdf | 347 | 881 | 472 | 1 | 0 | LG | 77 | 14.3 | 5.4 | Nein | --- | mehrstufig | 0 | 72 | R-410A | 7.8 | Nein | 4 | 25 | 25 | 60 | 0 | 0 | 0 | 0 | 74 | 17.2 | 4.3 | 0 | 0 | 0 | 73 | 20.3 | 3.6 | 392 | /temp/20220117124125/LG200A_1633705479-5e-b5c87080.pdf | CETIAT - Centre Technique des Industries Aérauliques et Thermiques | 96.01.066 | /temp/20220117123720/AT-HP-00945_fuer_180_bis_300_.pdf | 2024-11-08T00:00:00.000Z | AT-HP-00945 |  |  |  | 0 | 0 | 0 | /temp/20220117124113/techn.handbuch_30188_-_dynaciat_lg_lgn.pdf | 2020-10-08T00:00:00.000Z | Nein | Ja | Nein | --- | 0 | 188 | 5.9 | 88 | A+++ | 228 | 4.9 | 82 | 0 | 0 | 0 | 0 | 0 | 0 | 0 | 0 | /temp/20220117123953/LG200A_1633705479-5e-b5c87080.pdf | A+++ | 0 | 0 | 0 | 0 | 1 | 0 | 0
14230 | Heatwest Ciat LG300A | /temp/20200806093312/logo.jpg | /temp/20220117120743/Dynaciat_LG,_Produktbeschreibung.pdf | 347 | 881 | 472 | 1 | 0 | Dynaciat LG-LGP | 114 | 20.8 | 5.5 | Nein | --- | mehrstufig | 0 | 73 | R-410A | 11.5 | Nein | 4 | 25 | 25 | 60 | 14 | 0 | 0 | 0 | 108 | 25.2 | 4.3 | 0 | 0 | 0 | 103 | 29.1 | 3.5 | 441 | /temp/20220117123420/LG300A_1633705479-e0-2c82a716.pdf | CETIAT - Centre Technique des Industries Aérauliques et Thermiques | 96.01.066 | /temp/20220117123344/AT-HP-00945_fuer_180_bis_300_.pdf | 2024-11-08T00:00:00.000Z | AT-HP-00945 |  |  |  | 0 | 0 | 0 | /temp/20220117121239/techn.handbuch_30188_-_dynaciat_lg_lgn.pdf | 2021-10-08T00:00:00.000Z | Nein | Ja | Nein | --- | 0 | 186 | 6.03 | 131 | A+++ | 233 | 4.85 | 118 | 6.03 | 114 | 0 | 0 | 0 | 0 | 4.81 | 103 | /temp/20220117120812/LG300A_1633705479-e0-2c82a716.pdf | A+++ | 233 | 184 | 0 | 0 | 1 | 1 | 1
26150 | Heatwest Ciat LGP900V | /temp/20210809091357/logo.jpg | /temp/20210809090736/Dynaciat_Power_Produktbeschreibung.pdf | 347 | 881 | 472 | 1 | 0 | Dynaciat LG-LGP | 355 | 66 | 5.1 | Nein | --- | mehrstufig | 0 | 90 | R-410A | 32.8 | Nein | 4 | 25 | 25 | 60 | 0 | 0 | 0 | 0 | 322 | 78 | 4.1 | 0 | 0 | 0 | 311 | 92 | 3.4 | 1189 | /temp/20220207093602/LGP_900V_2021.pdf | CETIAT - Centre Technique des Industries Aérauliques et Thermiques | 96.01.066 | /temp/20220203160828/AT-HP-00948.pdf | 2024-11-08T00:00:00.000Z | AT-HP 00948 |  |  |  | 0 | 0 | 0 |  | 2021-08-09T00:00:00.000Z | Nein | Ja | Nein | --- | 0 | 166 | 5.44 | 333 | A+++ | 210 | 4.34 | 297 | 0 | 0 | 0 | 0 | 0 | 0 | 0 | 0 | /temp/20220207093738/LGP_900V_2021.pdf | A+++ | 0 | 0 | 0 | 0 | 1 | 1 | 0
26647 | HEATWEST KÄLTE-KLIMA-WÄRMETECHNIK e.U. LG 240A |  | /temp/20211209112055/Dynaciat_LG,_Produktbeschreibung.pdf | 347 | 881 | 472 | 1 | 0 | Dynaciat LG-LGP | 89 | 16.3 | 5.5 | Nein | --- | mehrstufig | 0 | 72 | R-410A | 7.9 | Nein | 4 | 25 | 25 | 60 | 0 | 0 | 0 | 0 | 85 | 19.9 | 4.3 | 0 | 0 | 0 | 81 | 23.1 | 3.5 | 403 | /temp/20211209112557/LG240A_1633705479-c0-8d70257b.pdf | CETIAT - Centre Technique des Industries Aérauliques et Thermiques | 96.01.066 | /temp/20211209112430/AT-HP-00945_fuer_180_bis_300_.pdf | 2024-11-08T00:00:00.000Z | AT-HP-00945 |  |  |  | 0 | 0 | 0 | /temp/20211209112357/Installation_Betrieb_-_DYNACIAT_LG_LGN.pdf | 2021-10-08T00:00:00.000Z | Nein | Ja | Nein | --- | 0 | 184 | 5.93 | 102 | A+++ | 229 | 4.8 | 93 | 0 | 0 | 0 | 0 | 0 | 0 | 0 | 0 | /temp/20220124065535/LG240A_1633705479-c0-8d70257b.pdf | A+++ | 0 | 0 | 0 | 0 | 1 | 1 | 0
13605 | Heliotherm 100S120W-M-Solid | /temp/20190904084142/logo.jpg |  | 347 | 488 | 222 | 1 | 0 | Sensor Solid | 59.5 | 9.5 | 6.3 | Ja | Arbeitszahlrechner | modulierend | 0 | 61 | R-410A | 18.1 | Nein | 0 | 0 | 0 | 0 | 0 | 0 | 0 | 0 | 0 | 0 | 0 | 0 | 0 | 0 | 54.5 | 13.7 | 4 | 0 | /temp/20200228092455/Pruefbericht_100S120W-M-Solid_Wasser.pdf | AIT Austrian Institute of Technology GmbH | 2.04.01269.1.0 | /temp/20220613081000/ehpa_Wasser_Solid_2021.pdf | 2024-09-16T00:00:00.000Z | AT-HP-00443 | /temp/20200228092513/Leistungsbestaetigung_Solid_WW.pdf |  |  | 0 | 0 | 0 |  | 2015-05-18T00:00:00.000Z | Ja | Ja | Nein | --- | 0 | 229 | 0 | 120 | A+++ | 311 | 0 | 110 | 0 | 0 | 0 | 0 | 0 | 0 | 0 | 0 | /temp/20210107080245/Energylabel_fiche_100S120W-M-Solid_WW.pdf | A+++ | 0 | 0 | 0 | 0 | 1 | 1 | 0 | /temp/20210107080227/100S120W-M-Solid.pdf
14111 | Heliotherm 30S40W-M-Solid | /temp/20200709085243/logo.jpg |  | 347 | 488 | 222 | 1 | 0 | Sensor Solid | 39.9 | 5.7 | 7 | Ja | Heizenergiezähler | modulierend | 0 | 55 | R-410A | 7 | Nein | 0 | 0 | 0 | 0 | 0 | 0 | 0 | 0 | 0 | 0 | 0 | 0 | 0 | 0 | 40 | 10.2 | 3.9 | 0 | /temp/20200709090805/Pruefbericht_100S120W-M-Solid_Wasser.pdf | AIT Austrian Institute of Technology GmbH | 2.04.01269.1.0 | /temp/20220613081114/ehpa_Wasser_Solid_2021.pdf | 2024-09-16T00:00:00.000Z | AT-HP-00443 | /temp/20200709090839/Leistungsbestaetigung_Solid_WW.pdf |  |  | 0 | 0 | 0 |  | 2015-05-18T00:00:00.000Z | Ja | Ja | Nein | --- | 0 | 213 | 0 | 40 | A+++ | 276 | 0 | 40 | 0 | 0 | 0 | 0 | 0 | 0 | 0 | 0 | /temp/20200709090517/Datenblatt_30S40W-M-Solid_WW_2020.pdf | A+++ | 0 | 0 | 0 | 0 | 1 | 1 | 0
25121 | Heliotherm 40S50W-M-Solid | /temp/20210107084339/logo.jpg |  | 347 | 488 | 222 | 1 | 0 | Sensor Solid | 49.8 | 8.5 | 5.8 | Ja | Arbeitszahlrechner | modulierend | 0 | 55 | R-410A | 7.8 | Nein | 0 | 0 | 0 | 0 | 0 | 0 | 0 | 0 | 0 | 0 | 0 | 0 | 0 | 0 | 50.1 | 13.8 | 3.6 | 0 | /temp/20210107080943/Pruefbericht_100S120W-M-Solid_Wasser.pdf | AIT Austrian Institute of Technology GmbH |  | /temp/20220613081207/ehpa_Wasser_Solid_2021.pdf | 2024-09-16T00:00:00.000Z | AT-HP-00443 | /temp/20210107085159/Leistungsbestaetigung_Solid_WW.pdf |  |  | 0 | 0 | 0 |  | 0000-00-00 | Ja | Ja | Nein | --- | 0 | 213 | 0 | 50 | A+++ | 276 | 0 | 50 | 0 | 0 | 0 | 0 | 0 | 0 | 0 | 0 | /temp/20210107085032/Energylabel_fiche_40S50W-M-Solid_WW.pdf | A+++ | 0 | 0 | 0 | 0 | 1 | 1 | 0 | /temp/20210107085050/40S50W-M-Solid_WW.pdf
13270 | Heliotherm 60S80W-M-Solid | /temp/20190904084142/logo.jpg |  | 347 | 488 | 222 | 1 | 0 | Sensor Solid | 40.3 | 6.5 | 6.3 | Nein | Arbeitszahlrechner | modulierend | 0 | 58 | R-410A | 13.5 | Nein | 0 | 0 | 0 | 0 | 0 | 0 | 0 | 0 | 0 | 0 | 0 | 0 | 0 | 0 | 36.6 | 9.2 | 4 | 0 | /temp/20190904091051/Pruefbericht_100S120W-M-Solid_Wasser.pdf | AIT Austrian Institute of Technology GmbH | 2.04.01269.1.0 | /temp/20190904090959/ehpa_Wasser_Solid-M_2018.pdf | 2021-09-16T00:00:00.000Z | AT-HP-00443 | /temp/20190904091229/Leistungsbestaetigung_Solid_WW.pdf |  |  | 0 | 0 | 0 |  | 2015-05-18T00:00:00.000Z | Nein | Nein | Ja | --- | 0 | 228.8 | 0 | 80 | A++ | 309.6 | 0 | 80 | 0 | 80 | 0 | 80 | 0 | 80 | 0 | 80 | /temp/20190904090918/Energylabel_fiche_60S80W-M-Solid_WW.pdf | A++ | 320.4 | 237.6 | 320.8 | 234 | 0 | 0 | 0
8278 | Heliotherm HP07S08W-WEB |  |  | 347 | 488 | 222 | 1 | 0 | Web Control | 9.3 | 1.5 | 6.4 | Nein | Arbeitszahlrechner | einstufig | 0 | 47 | R-410A | 2.8 | Nein | 0 | 0 | 0 | 0 | 0 | 0 | 0 | 0 | 0 | 0 | 0 | 0 | 0 | 0 | 8.1 | 2.3 | 3.4 | 0 | /temp/20140821103340/Confirmation_of_performacy.pdf | AIT Austrian Institute of Technology GmbH |  | /temp/20170612111351/ehpa_Wasser_2015.pdf | 2018-12-17T00:00:00.000Z | AT-HP-00087 | /temp/20120820144426/Baugleichheit_SW_WW.pdf | Heliotherm | HP-S-W-WEB | 0 | 0 | 0 |  | 2013-11-14T00:00:00.000Z | Ja | Ja | Nein | --- | 0 | 172 | 5.9 | 9 | A++ | 236 | 4.3 | 9 | 6.3 | 9 | 4.35 | 9 | 6.28 | 9 | 4.45 | 9 | /temp/20170612111414/HP07S08W-WEB_WASSER_fiche.pdf | A++ | 252 | 178 | 251 | 174 | 1 | 0 | 0
12384 | Heliotherm HP08S10W-M-BC |  |  | 347 | 488 | 222 | 1 | 0 | Premium Line Modulation | 11.4 | 1.8 | 6.4 | Nein | Arbeitszahlrechner | modulierend | 0 | 40 | R-410A | 2.9 | Nein | 0 | 0 | 0 | 0 | 0 | 0 | 0 | 0 | 0 | 0 | 0 | 0 | 0 | 0 | 9.2 | 2.6 | 3.5 | 0 | /temp/20180709092451/Leistungsbestaetigung_WW.pdf | AIT Austrian Institute of Technology GmbH |  | /temp/20220613075138/ehpa_Sole_M-BC_CO_CU_2021.pdf | 2024-01-13T00:00:00.000Z | AT-HP-00882 | /temp/20180709092546/Bestaetigung_Baugleichheit_WW.pdf |  |  | 0 | 0 | 0 |  | 0000-00-00 | Ja | Ja | Nein | --- | 0 | 182 | 6.7 | 10 | A+++ | 268 | 4.55 | 10 | 6.78 | 10 | 4.58 | 10 | 6.73 | 10 | 4.68 | 10 | /temp/20180709092236/HP08S10W-M-BC_WASSER_fiche.pdf | A+++ | 271 | 187 | 269 | 183 | 1 | 1 | 0
7490 | Heliotherm HP08S10W-M-WEB |  |  | 347 | 488 | 222 | 1 | 0 | Premium Line Modulation | 11.4 | 1.8 | 6.4 | Nein | Arbeitszahlrechner | modulierend | 0 | 47 | R-410A | 2.9 | Nein | 0 | 0 | 0 | 0 | 0 | 0 | 0 | 0 | 0 | 0 | 0 | 0 | 0 | 0 | 9.2 | 2.6 | 3.5 | 155 | /temp/20150409104400/Bestaetigung_Wasser.pdf | AIT Austrian Institute of Technology GmbH | 2.04.00678.1.0 | /temp/20200129122420/ehpa_Wasser-M_2019.pdf | 2022-12-17T00:00:00.000Z | AT-HP-00538 |  |  |  | 0 | 0 | 0 |  | 0000-00-00 | Ja | Ja | Nein | --- | 0 | 182 | 6.7 | 10 | A+++ | 268 | 4.55 | 10 | 6.78 | 10 | 4.58 | 10 | 6.73 | 10 | 4.68 | 10 | /temp/20170612113227/HP08S10W-M-WEB_WASSER_fiche.pdf | A+++ | 271 | 187 | 269 | 183 | 1 | 1 | 0
8279 | Heliotherm HP10S12W-WEB |  |  | 347 | 488 | 222 | 1 | 0 | Web Control | 13.8 | 2.2 | 6.4 | Nein | Arbeitszahlrechner | einstufig | 0 | 51 | R-410A | 3.1 | Nein | 0 | 0 | 0 | 0 | 0 | 0 | 0 | 0 | 0 | 0 | 0 | 0 | 0 | 0 | 11.9 | 3.4 | 3.5 | 0 | /temp/20150409105158/Bestaetigung_Wasser.pdf | AIT Austrian Institute of Technology GmbH | 2.04.00678.1.0 | /temp/20200224073149/ehpa_WW_starr.pdf | 2018-12-17T00:00:00.000Z | AT-HP-00087 | /temp/20120820145248/Baugleichheit_SW_WW.pdf | Heliotherm | HP-S-W-WEB | 0 | 0 | 0 |  | 2009-10-13T00:00:00.000Z | Ja | Ja | Nein | --- | 0 | 180 | 6.2 | 13 | A+++ | 248 | 4.5 | 13 | 6.38 | 13 | 5 | 13 | 6.3 | 13 | 5.18 | 13 | /temp/20170612110540/HP10S12W-WEB_WASSER_fiche.pdf | A+++ | 255 | 207 | 252 | 200 | 1 | 1 | 0
12369 | Heliotherm HP12S16W-M-BC |  |  | 347 | 488 | 222 | 1 | 0 | Premium Line Modulation | 10.7 | 1.6 | 6.5 | Nein | Arbeitszahlrechner | modulierend | 0 | 43 | R-410A | 3.5 | Nein | 0 | 0 | 0 | 0 | 0 | 0 | 0 | 0 | 0 | 0 | 0 | 0 | 0 | 0 | 9.6 | 2.7 | 3.5 | 0 | /temp/20180705072407/Leistungsbestaetigung_WW.pdf | AIT Austrian Institute of Technology GmbH |  | /temp/20220613080010/ehpa_Sole_M-BC_CO_CU_2021.pdf | 2024-01-13T00:00:00.000Z | AT-HP-00882 | /temp/20180705071306/Bestaetigung_Baugleichheit_WW.pdf |  |  | 0 | 0 | 0 |  | 0000-00-00 | Ja | Ja | Nein | --- | 0 | 190 | 6.98 | 16 | A+++ | 279 | 4.75 | 16 | 7.08 | 16 | 4.9 | 16 | 7.1 | 16 | 4.93 | 16 | /temp/20180705072646/HP12S16W-M-BC_WASSER_fiche.pdf | A+++ | 283 | 197 | 284 | 196 | 1 | 1 | 1
3407 | Heliotherm HP12S16W-M-WEB | /temp/20150409103559/logo.jpg |  | 347 | 488 | 222 | 1 | 0 | Premium Line Modulation | 10.7 | 1.6 | 6.5 | Nein | Arbeitszahlrechner | modulierend | 0 | 47 | R-410A | 3.5 | Nein | 0 | 0 | 0 | 0 | 0 | 0 | 0 | 0 | 0 | 0 | 0 | 0 | 0 | 0 | 9.6 | 2.7 | 3.5 | 0 | /temp/20150409103421/Bestaetigung_Wasser.pdf | AIT Austrian Institute of Technology GmbH | 2.5000056.1.0 | /temp/20200129122329/ehpa_Wasser-M_2019.pdf | 2022-12-17T00:00:00.000Z | AT-HP-00538 |  |  |  | 0 | 0 | 0 |  | 0000-00-00 | Ja | Ja | Nein | --- | 0 | 190 | 6.98 | 16 | A+++ | 279 | 4.75 | 16 | 7.08 | 16 | 4.9 | 16 | 7.1 | 16 | 4.93 | 16 | /temp/20170612113449/HP12S16W-M-WEB_WASSER_fiche.pdf | A+++ | 283 | 197 | 284 | 196 | 1 | 1 | 0
12385 | Heliotherm HP20S25W-M-BC |  |  | 347 | 488 | 222 | 1 | 0 | Premium Line Modulation | 26.2 | 4.1 | 6.4 | Nein | Arbeitszahlrechner | modulierend | 0 | 45 | R-410A | 3.5 | Nein | 0 | 0 | 0 | 0 | 0 | 0 | 0 | 0 | 0 | 0 | 0 | 0 | 0 | 0 | 21.5 | 6.1 | 3.5 | 0 | /temp/20180709095701/Leistungsbestaetigung_WW.pdf | AIT Austrian Institute of Technology GmbH |  | /temp/20220613080206/ehpa_Sole_M-BC_CO_CU_2021.pdf | 2024-01-13T00:00:00.000Z | AT-HP-00882 | /temp/20180709095720/Bestaetigung_Baugleichheit_WW.pdf |  |  | 0 | 0 | 0 |  | 0000-00-00 | Ja | Ja | Nein | --- | 0 | 204 | 0 | 25 | A+++ | 286 | 0 | 25 | 0 | 25 | 0 | 25 | 0 | 25 | 0 | 25 | /temp/20180709095744/HP20S25W-M-BC_WASSER_fiche.pdf | A+++ | 292 | 209 | 289 | 205 | 1 | 1 | 1
12469 | Heliotherm HP20S25W-WEB |  |  | 347 | 488 | 222 | 1 | 0 | Web Control | 28.6 | 4.5 | 6.3 | Nein | Arbeitszahlrechner | einstufig | 0 | 53 | R-410A | 4.7 | Nein | 0 | 0 | 0 | 0 | 0 | 0 | 0 | 0 | 0 | 0 | 0 | 0 | 0 | 0 | 25.5 | 7.3 | 3.5 | 0 | /temp/20180802134934/HP12S16W-WEB.pdf | AIT Austrian Institute of Technology GmbH |  | /temp/20200224071845/ehpa_WW_starr.pdf | 2018-12-17T00:00:00.000Z | AT-HP-00087 | /temp/20180802134940/Leistungsbestaetigung_WW.pdf |  |  | 0 | 0 | 0 |  | 0000-00-00 | Nein | Ja | Nein | --- | 0 | 194 | 0 | 28 | A+++ | 267 | 0 | 28 | 0 | 28 | 0 | 28 | 0 | 28 | 0 | 28 | /temp/20180801095651/HP20S25W-WEB_WASSER_fiche.pdf | A+++ | 271 | 199 | 269 | 195 | 1 | 1 | 1
26725 | Herz commotherm 40 WW |  |  | 347 | 332 | 264 | 1 | 0 | Commotherm | 39.4 | 7 | 5.6 | Nein | Heizenergiezähler | einstufig | 0 | 63 | R-410A | 10 | Nein | 0 | 0 | 0 | 0 | 0 | 0 | 0 | 0 | 0 | 0 | 0 | 0 | 0 | 0 | 34.6 | 9.5 | 3.6 | 0 | /temp/20220113132604/39-11291_T_2_final_scan.pdf | Public Enterprise Brno Czech Republic |  | /temp/20220113132456/EHPA_Zertifikat_commotherm_WW_40_2024.pdf | 2024-05-09T00:00:00.000Z | AT-HP-00637 |  |  |  | 0 | 0 | 0 |  | 0000-00-00 | Nein | Ja | Nein | --- | 0 | 172.7 | 0 | 39.41 | A+++ | 230.6 | 0 | 34.55 | 0 | 0 | 0 | 0 | 0 | 0 | 0 | 0 | /temp/20220113132246/Produktdatenblatt_commotherm_40_WW.pdf | A+++ | 0 | 0 | 0 | 0 | 1 | 0 | 0
26730 | Herz commotherm 80 WW |  |  | 347 | 332 | 264 | 1 | 0 | Commotherm | 78.8 | 14 | 5.6 | Nein | Heizenergiezähler | einstufig | 0 | 64 | R-410A | 20 | Nein | 0 | 0 | 0 | 0 | 0 | 0 | 0 | 0 | 0 | 0 | 0 | 0 | 0 | 0 | 69.2 | 18.1 | 3.8 | 0 | /temp/20220113140258/39-11291_T1_scan.pdf | Public Enterprise Brno Czech Republic |  | /temp/20220113140131/EHPA_Zertifikat_commotherm_WW_80_2023.pdf | 2023-11-20T00:00:00.000Z | AT-HP-00604 |  |  |  | 0 | 0 | 0 |  | 0000-00-00 | Nein | Ja | Nein | --- | 0 | 174.4 | 0 | 78.8 | A+++ | 232.8 | 0 | 69.2 | 0 | 0 | 0 | 0 | 0 | 0 | 0 | 0 | /temp/20220113140040/Produktdatenblatt_commotherm_80_WW.pdf | A+++ | 0 | 0 | 0 | 0 | 1 | 0 | 0
9829 | Herz Commotherm WW 10 | /temp/20150817131645/logo.jpg |  | 347 | 332 | 264 | 1 | 1 | Commotherm WW | 13.8 | 2.2 | 6.3 | Nein | Heizenergiezähler | einstufig | 0 | 47 | R-407C | 2.75 | Nein | 0 | 0 | 0 | 0 | 0 | 0 | 0 | 0 | 0 | 0 | 0 | 0 | 0 | 0 | 12.6 | 3.3 | 3.8 | 0 | /temp/20160729075943/39_9555_T1+H1_en_scan.pdf | Public Enterprise Brno Czech Republic |  | /temp/20241128090602/AT-HP-00422.pdf | 2027-08-10T00:00:00.000Z | AT-HP-00422 |  |  |  | 0 | 0 | 0 |  | 0000-00-00 | Nein | Ja | Nein | --- | 0 | 183 | 0 | 16 | A+++ | 238 | 0 | 15 | 0 | 0 | 0 | 0 | 0 | 0 | 0 | 0 | /temp/20160729075917/Produktdatenblatt_commotherm_WW_10kW_Deutsch_V1.0.pdf | A+++ | 0 | 0 | 0 | 0 | 1 | 0 | 0
9912 | Herz Commotherm WW 12 | /temp/20150923103643/logo.jpg |  | 347 | 332 | 264 | 1 | 1 | Commotherm WW | 15.1 | 2.5 | 6 | Nein | Heizenergiezähler | einstufig | 0 | 49 | R-407C | 2.75 | Nein | 0 | 0 | 0 | 0 | 0 | 0 | 0 | 0 | 0 | 0 | 0 | 0 | 0 | 0 | 13.9 | 3.6 | 3.9 | 0 | /temp/20160801110523/commotherm_WW_Pruefberichte+Baugleichheitsbestaetigung.pdf | Public Enterprise Brno Czech Republic |  | /temp/20241128090702/AT-HP-00422.pdf | 2027-08-10T00:00:00.000Z | AT-HP-00422 | /temp/20160801110453/Baureihengleichheitsbestaetigung_commotherm_SW_WW.pdf |  |  | 0 | 0 | 0 |  | 0000-00-00 | Nein | Ja | Nein | --- | 0 | 180 | 0 | 18 | A+++ | 229 | 0 | 17 | 0 | 0 | 0 | 0 | 0 | 0 | 0 | 0 | /temp/20160801110439/Produktdatenblatt_commotherm_WW_12kW_Deutsch_V1.0.pdf | A+++ | 0 | 0 | 0 | 0 | 1 | 0 | 0
9830 | Herz Commotherm WW 15 | /temp/20150817132008/logo.jpg |  | 347 | 332 | 264 | 1 | 1 | Commotherm WW | 18.5 | 3 | 6 | Nein | Heizenergiezähler | einstufig | 0 | 52 | R-407C | 3.35 | Nein | 0 | 0 | 0 | 0 | 0 | 0 | 0 | 0 | 0 | 0 | 0 | 0 | 0 | 0 | 17.3 | 4.5 | 3.9 | 0 | /temp/20160729080212/39_9555_T1+H1_en_scan.pdf | Public Enterprise Brno Czech Republic |  | /temp/20241128090750/AT-HP-00422.pdf | 2027-08-10T00:00:00.000Z | AT-HP-00422 |  |  |  | 0 | 0 | 0 |  | 0000-00-00 | Nein | Ja | Nein | --- | 0 | 183 | 0 | 22 | A+++ | 233 | 0 | 21 | 0 | 0 | 0 | 0 | 0 | 0 | 0 | 0 | /temp/20160729080152/Produktdatenblatt_commotherm_WW_15kW_Deutsch_V1.0.pdf | A+++ | 0 | 0 | 0 | 0 | 1 | 0 | 0
9910 | Herz Commotherm WW 5 | /temp/20150923103158/logo.jpg |  | 347 | 332 | 264 | 1 | 1 | Commotherm WW | 7.4 | 1.2 | 6 | Nein | Heizenergiezähler | einstufig | 0 | 46 | R-407C | 1.8 | Nein | 0 | 0 | 0 | 0 | 0 | 0 | 0 | 0 | 0 | 0 | 0 | 0 | 0 | 0 | 6.2 | 1.6 | 3.8 | 0 | /temp/20160801111104/commotherm_WW_Pruefberichte+Baugleichheitsbestaetigung.pdf | Public Enterprise Brno Czech Republic |  | /temp/20241128090313/AT-HP-00422.pdf | 2027-08-10T00:00:00.000Z | AT-HP-00422 | /temp/20160801111115/Baureihengleichheitsbestaetigung_commotherm_SW_WW.pdf |  |  | 0 | 0 | 0 |  | 0000-00-00 | Nein | Ja | Nein | --- | 0 | 165 | 0 | 9 | A+++ | 212 | 0 | 8 | 0 | 0 | 0 | 0 | 0 | 0 | 0 | 0 | /temp/20160801111028/Produktdatenblatt_commotherm_WW_5kW_Deutsch_V1.0.pdf | A+++ | 0 | 0 | 0 | 0 | 1 | 0 | 0
9911 | Herz Commotherm WW 7 | /temp/20150923103316/logo.jpg |  | 347 | 332 | 264 | 1 | 1 | Commotherm WW | 9.5 | 1.6 | 6.1 | Nein | Heizenergiezähler | einstufig | 0 | 47 | R-407C | 2.25 | Nein | 0 | 0 | 0 | 0 | 0 | 0 | 0 | 0 | 0 | 0 | 0 | 0 | 0 | 0 | 8.3 | 2.2 | 3.8 | 0 | /temp/20160801110822/commotherm_WW_Pruefberichte+Baugleichheitsbestaetigung.pdf | Public Enterprise Brno Czech Republic |  | /temp/20241128090458/AT-HP-00422.pdf | 2027-08-10T00:00:00.000Z | AT-HP-00422 | /temp/20160801110751/Baureihengleichheitsbestaetigung_commotherm_SW_WW.pdf |  |  | 0 | 0 | 0 |  | 0000-00-00 | Nein | Ja | Nein | --- | 0 | 173 | 0 | 11 | A+++ | 223 | 0 | 10 | 0 | 0 | 0 | 0 | 0 | 0 | 0 | 0 | /temp/20160801110844/Produktdatenblatt_commotherm_WW_7kW_Deutsch_V1.0.pdf | A+++ | 0 | 0 | 0 | 0 | 1 | 0 | 0
9850 | Hoval Thermalia comfort (10) | /temp/20150904110737/logo.jpg | /temp/20150904111204/Technische_Daten_Thermalia_comfort.pdf | 347 | 333 | 216 | 1 | 1 | Thermalia comfort | 12.7 | 2.1 | 6.1 | Nein | Heizenergiezähler | einstufig | 0 | 46 | R-410A | 1.85 | Nein | 0 | 0 | 0 | 0 | 0 | 0 | 0 | 0 | 0 | 0 | 0 | 0 | 0 | 0 | 11.9 | 3.4 | 3.5 | 0 | /temp/20150904111437/Pruefzertifikat-Thermalia-comfort-(10)WW.pdf | AIT Austrian Institute of Technology GmbH |  | /temp/20240724091253/EHPA-Guetesiegel_Thermalia-comfort-WW_AT-HP-00427_2027.pdf | 2027-08-19T00:00:00.000Z | AT-HP-00427 | /temp/20150904111502/Baugleichheitsbestaetigung_-Thermalia_comfort_140930.pdf |  |  | 0 | 0 | 0 |  | 0000-00-00 | Ja | Ja | Nein | --- | 0 | 170 | 0 | 13 | A+++ | 245 | 0 | 12 | 0 | 13 | 0 | 12 | 0 | 13 | 0 | 12 | /temp/20191112145832/7014717_H1000_0005_datbl_Thermalia_comfort_10.pdf | A+++ | 260 | 178 | 234 | 164 | 1 | 0 | 0
9853 | Hoval Thermalia comfort (13) | /temp/20150904112721/logo.jpg | /temp/20150904112834/Technische_Daten_Thermalia_comfort.pdf | 347 | 333 | 216 | 1 | 1 | Thermalia comfort | 17.5 | 2.8 | 6.3 | Nein | Heizenergiezähler | einstufig | 0 | 49 | R-410A | 2.12 | Nein | 0 | 0 | 0 | 0 | 0 | 0 | 0 | 0 | 0 | 0 | 0 | 0 | 0 | 0 | 16.2 | 4.3 | 3.8 | 0 | /temp/20150904112936/Pruefzertifikat-Thermalia-comfort-(10)WW.pdf | AIT Austrian Institute of Technology GmbH |  | /temp/20240724091417/EHPA-Guetesiegel_Thermalia-comfort-WW_AT-HP-00427_2027.pdf | 2027-08-19T00:00:00.000Z | AT-HP-00427 | /temp/20150904112956/Baureihenbescheinigung_Thermalia_comfort.pdf |  |  | 0 | 0 | 0 |  | 0000-00-00 | Ja | Ja | Nein | --- | 0 | 181 | 0 | 18 | A+++ | 255 | 0 | 16 | 0 | 18 | 0 | 16 | 0 | 18 | 0 | 16 | /temp/20191112144304/7014718_H1000_0005_datbl_Thermalia_comfort_13.pdf | A+++ | 268 | 189 | 248 | 177 | 1 | 0 | 0
9854 | Hoval Thermalia comfort (17) | /temp/20150904113246/logo.jpg | /temp/20150904113351/Technische_Daten_Thermalia_comfort.pdf | 347 | 333 | 216 | 1 | 1 | Thermalia comfort | 22.3 | 3.8 | 5.9 | Nein | Heizenergiezähler | einstufig | 0 | 50 | R-410A | 2.4 | Nein | 0 | 0 | 0 | 0 | 0 | 0 | 0 | 0 | 0 | 0 | 0 | 0 | 0 | 0 | 20.3 | 5.7 | 3.6 | 0 | /temp/20150904113435/Pruefzertifikat-Thermalia-comfort-(10)WW.pdf | AIT Austrian Institute of Technology GmbH |  | /temp/20240724091515/EHPA-Guetesiegel_Thermalia-comfort-WW_AT-HP-00427_2027.pdf | 2027-08-19T00:00:00.000Z | AT-HP-00427 | /temp/20150904114247/Baureihenbescheinigung_Thermalia_comfort.pdf |  |  | 0 | 0 | 0 |  | 0000-00-00 | Ja | Ja | Nein | --- | 0 | 173 | 0 | 22 | A+++ | 240 | 0 | 20 | 0 | 22 | 0 | 20 | 0 | 22 | 0 | 20 | /temp/20191112144706/7014719_H1000_0005_datbl_Thermalia_comfort_17.pdf | A+++ | 250 | 180 | 236 | 170 | 1 | 0 | 0
9851 | Hoval Thermalia comfort (6) | /temp/20150904111703/logo.jpg | /temp/20150904111828/Technische_Daten_Thermalia_comfort.pdf | 347 | 333 | 216 | 1 | 1 | Thermalia comfort | 7.1 | 1.3 | 5.4 | Nein | Heizenergiezähler | einstufig | 0 | 45 | R-410A | 1.3 | Nein | 0 | 0 | 0 | 0 | 0 | 0 | 0 | 0 | 0 | 0 | 0 | 0 | 0 | 0 | 6.7 | 2 | 3.4 | 0 | /temp/20150904112010/Pruefzertifikat-Thermalia-comfort-(10)WW.pdf | AIT Austrian Institute of Technology GmbH |  | /temp/20240724090944/EHPA-Guetesiegel_Thermalia-comfort-WW_AT-HP-00427_2027.pdf | 2027-08-19T00:00:00.000Z | AT-HP-00427 | /temp/20150904112028/Baureihenbescheinigung_Thermalia_comfort.pdf |  |  | 0 | 0 | 0 |  | 0000-00-00 | Ja | Ja | Nein | --- | 0 | 150 | 0 | 7 | A+++ | 205 | 0 | 7 | 0 | 7 | 0 | 7 | 0 | 7 | 0 | 7 | /temp/20191112145259/7014715_H1000_0005_datbl_Thermalia_comfort_6.pdf | A+++ | 219 | 159 | 189 | 141 | 1 | 0 | 0
9852 | Hoval Thermalia comfort (8) | /temp/20150904112246/logo.jpg | /temp/20150904112349/Technische_Daten_Thermalia_comfort.pdf | 347 | 333 | 216 | 1 | 1 | Thermalia comfort | 9.6 | 1.6 | 5.9 | Nein | Heizenergiezähler | einstufig | 0 | 46 | R-410A | 1.6 | Nein | 0 | 0 | 0 | 0 | 0 | 0 | 0 | 0 | 0 | 0 | 0 | 0 | 0 | 0 | 8.9 | 2.6 | 3.4 | 0 | /temp/20150904112426/Pruefzertifikat-Thermalia-comfort-(10)WW.pdf | AIT Austrian Institute of Technology GmbH |  | /temp/20240724091154/EHPA-Guetesiegel_Thermalia-comfort-WW_AT-HP-00427_2027.pdf | 2027-08-19T00:00:00.000Z | AT-HP-00427 | /temp/20150904112439/Baureihenbescheinigung_Thermalia_comfort.pdf |  |  | 0 | 0 | 0 |  | 0000-00-00 | Ja | Ja | Nein | --- | 0 | 161 | 0 | 10 | A+++ | 231 | 0 | 9 | 0 | 10 | 0 | 9 | 0 | 10 | 0 | 9 | /temp/20191112150315/7014716_H1000_0005_datbl_Thermalia_comfort_8.pdf | A+++ | 246 | 170 | 218 | 153 | 1 | 0 | 0
9855 | Hoval Thermalia comfort H (10) | /temp/20150904115104/logo.jpg | /temp/20150904115641/Technische_Daten_Thermalia_comfort_H.pdf | 347 | 333 | 216 | 1 | 1 | Thermalia comfort H | 12.8 | 2.2 | 5.9 | Nein | Heizenergiezähler | einstufig | 0 | 52 | R-134a | 3.2 | Nein | 0 | 0 | 0 | 0 | 0 | 0 | 0 | 0 | 0 | 0 | 0 | 0 | 0 | 0 | 11.8 | 3 | 3.9 | 0 | /temp/20150904115826/Pruefzertifikat-Thermalia-comfort-H-(10)WW.pdf | Wärmepumpen-Testzentrum WPZ Buchs |  | /temp/20240724092033/EHPA-Guetesiegel_Thermalia-comfort-H-WW_AT-HP-00426_2027.pdf | 2027-08-19T00:00:00.000Z | AT-HP-00426 |  |  |  | 0 | 0 | 0 |  | 0000-00-00 | Ja | Ja | Nein | --- | 0 | 185 | 0 | 13 | A+++ | 249 | 0 | 12 | 0 | 13 | 0 | 12 | 0 | 13 | 0 | 12 | /temp/20191112142840/7014722_H1000_0005_datbl_Thermalia_comfort_H_10.pdf | A+++ | 262 | 193 | 237 | 177 | 1 | 0 | 0
9856 | Hoval Thermalia comfort H (5) | /temp/20150904120005/logo.jpg | /temp/20150904120109/Technische_Daten_Thermalia_comfort_H.pdf | 347 | 333 | 216 | 1 | 1 | Thermalia comfort | 7.3 | 1.2 | 6.1 | Nein | Heizenergiezähler | einstufig | 0 | 46 | R-134a | 2.65 | Nein | 0 | 0 | 0 | 0 | 0 | 0 | 0 | 0 | 0 | 0 | 0 | 0 | 0 | 0 | 6.7 | 1.7 | 3.8 | 0 | /temp/20150904120154/Pruefzertifikat-Thermalia-comfort-H-(10)WW.pdf | Wärmepumpen-Testzentrum WPZ Buchs |  | /temp/20240724091737/EHPA-Guetesiegel_Thermalia-comfort-H-WW_AT-HP-00426_2027.pdf | 2027-08-19T00:00:00.000Z | AT-HP-00426 | /temp/20150904120246/Baureihenbescheinigung_Thermalia_comfort_H.pdf |  |  | 0 | 0 | 0 |  | 0000-00-00 | Ja | Ja | Nein | --- | 0 | 169 | 0 | 7 | A+++ | 226 | 0 | 7 | 0 | 7 | 0 | 7 | 0 | 7 | 0 | 7 | /temp/20191112143549/7014720_H1000_0005_datbl_Thermalia_comfort_H_5.pdf | A+++ | 241 | 179 | 207 | 157 | 1 | 0 | 0
9857 | Hoval Thermalia comfort H (7) | /temp/20150904120453/logo.jpg | /temp/20150904120557/Technische_Daten_Thermalia_comfort_H.pdf | 347 | 333 | 216 | 1 | 1 | Thermalia comfort | 9.3 | 1.5 | 6.2 | Nein | Heizenergiezähler | einstufig | 0 | 46 | R-134a | 2.75 | Nein | 0 | 0 | 0 | 0 | 0 | 0 | 0 | 0 | 0 | 0 | 0 | 0 | 0 | 0 | 8.5 | 2.2 | 3.9 | 0 | /temp/20150904120638/Pruefzertifikat-Thermalia-comfort-H-(10)WW.pdf | Wärmepumpen-Testzentrum WPZ Buchs |  | /temp/20240724091848/EHPA-Guetesiegel_Thermalia-comfort-H-WW_AT-HP-00426_2027.pdf | 2027-08-19T00:00:00.000Z | AT-HP-00426 | /temp/20150904120653/Baureihenbescheinigung_Thermalia_comfort_H.pdf |  |  | 0 | 0 | 0 |  | 0000-00-00 | Ja | Ja | Nein | --- | 0 | 177 | 0 | 9 | A+++ | 238 | 0 | 9 | 0 | 9 | 0 | 9 | 0 | 9 | 0 | 9 | /temp/20191112143205/7014721_H1000_0005_datbl_Thermalia_comfort_H_7.pdf | A+++ | 252 | 187 | 222 | 167 | 1 | 0 | 0
10483 | Hoval Thermalia dual (110) | /temp/20160715100451/logo.jpg | /temp/20160715100917/Technische_Daten_Thermalia_dual_(55-140)_1.pdf | 347 | 333 | 216 | 1 | 1 | Thermalia dual | 149.1 | 26 | 5.7 | Nein | Heizenergiezähler | mehrstufig | 0 | 64 | R-410A | 22.4 | Nein | 0 | 0 | 0 | 0 | 0 | 158.1 | 31.9 | 5 | 143 | 31.9 | 4.5 | 147.7 | 37.7 | 3.9 | 136.9 | 37.8 | 3.6 | 0 | /temp/20160715100948/AIT_Pruefbericht_TERRA_SW_55_(Thermalia_dual_(55-140))_Max_Wasser_Wasser.pdf | AIT Austrian Institute of Technology GmbH |  | /temp/20240925084046/EHPA-Guetesiegel_Thermalia-dual_WW_AT-HP-00521_2027.pdf | 2027-09-29T00:00:00.000Z | AT-HP-00521 | /temp/20160715100959/Baugleichheitsbestaetigung-Thermalia_dual_150924.pdf |  |  | 168.5 | 26.1 | 6.5 |  | 0000-00-00 | Ja | Ja | Nein | --- | 0 | 177 | 0 | 149 | A+++ | 242 | 0 | 137 | 0 | 149 | 0 | 137 | 0 | 149 | 0 | 137 | /temp/20191112155236/7014294_H1000_0005_datbl_Thermalia_dual_110.pdf | A+++ | 248 | 182 | 245 | 179 | 1 | 0 | 0
10484 | Hoval Thermalia dual (140) | /temp/20160715101110/logo.jpg | /temp/20160715101550/Technische_Daten_Thermalia_dual_(55-140)_1.pdf | 347 | 333 | 216 | 1 | 1 | Thermalia dual | 181.1 | 31.3 | 5.8 | Nein | Heizenergiezähler | mehrstufig | 0 | 64 | R-410A | 27 | Nein | 0 | 0 | 0 | 0 | 0 | 191.3 | 39.2 | 4.9 | 172.7 | 38.4 | 4.5 | 179.3 | 46.6 | 3.9 | 164.3 | 45.5 | 3.6 | 0 | /temp/20160715101628/AIT_Pruefbericht_TERRA_SW_55_(Thermalia_dual_(55-140))_Max_Wasser_Wasser.pdf | AIT Austrian Institute of Technology GmbH |  | /temp/20240925084136/EHPA-Guetesiegel_Thermalia-dual_WW_AT-HP-00521_2027.pdf | 2027-09-29T00:00:00.000Z | AT-HP-00521 | /temp/20160715101636/Baugleichheitsbestaetigung-Thermalia_dual_150924.pdf |  |  | 203.4 | 31.7 | 6.4 |  | 0000-00-00 | Ja | Ja | Nein | --- | 0 | 178 | 0 | 181 | A+++ | 245 | 0 | 164 | 0 | 181 | 0 | 164 | 0 | 181 | 0 | 164 | /temp/20191112133743/7014295_H1000_0005_datbl_Thermalia_dual_140.pdf | A+++ | 251 | 183 | 249 | 180 | 1 | 0 | 0
10480 | Hoval Thermalia dual (55) | /temp/20160715081620/logo.jpg | /temp/20160715101725/Technische_Daten_Thermalia_dual_(55-140)_1.pdf | 347 | 333 | 216 | 1 | 1 | Thermalia dual | 76.9 | 12.7 | 6.1 | Nein | Heizenergiezähler | mehrstufig | 0 | 57 | R-410A | 14 | Nein | 0 | 0 | 0 | 0 | 0 | 82.7 | 15.6 | 5.3 | 73.1 | 15.5 | 4.7 | 79 | 18.8 | 4.2 | 70.2 | 18.8 | 3.7 | 0 | /temp/20160715082419/AIT_Pruefbericht_TERRA_SW_55_(Thermalia_dual_(55-140))_Max_Wasser_Wasser.pdf | AIT Austrian Institute of Technology GmbH |  | /temp/20240925083840/EHPA-Guetesiegel_Thermalia-dual_WW_AT-HP-00521_2027.pdf | 2027-09-29T00:00:00.000Z | AT-HP-00521 | /temp/20160715082430/Baugleichheitsbestaetigung-Thermalia_dual_150924.pdf |  |  | 86.9 | 12.8 | 6.8 |  | 0000-00-00 | Ja | Ja | Nein | --- | 0 | 185 | 0 | 77 | A+++ | 257 | 0 | 70 | 0 | 77 | 0 | 70 | 0 | 77 | 0 | 70 | /temp/20191112135517/7014291_H1000_0005_datbl_Thermalia_dual_55.pdf | A+++ | 264 | 190 | 261 | 187 | 1 | 0 | 0
10481 | Hoval Thermalia dual (70) | /temp/20160715082631/logo.jpg | /temp/20160718155908/Technische_Daten_Thermalia_dual_(55-140)_1.pdf | 347 | 333 | 216 | 1 | 1 | Thermalia dual | 97.2 | 16.6 | 5.9 | Nein | Heizenergiezähler | mehrstufig | 0 | 56 | R-410A | 14.8 | Nein | 0 | 0 | 0 | 0 | 0 | 103.6 | 20.5 | 5 | 93.5 | 20.6 | 4.5 | 99.6 | 24.8 | 4 | 89.7 | 24.6 | 3.6 | 0 | /temp/20160715083248/AIT_Pruefbericht_TERRA_SW_55_(Thermalia_dual_(55-140))_Max_Wasser_Wasser.pdf | AIT Austrian Institute of Technology GmbH |  | /temp/20240925083919/EHPA-Guetesiegel_Thermalia-dual_WW_AT-HP-00521_2027.pdf | 2027-09-29T00:00:00.000Z | AT-HP-00521 | /temp/20160715083257/Baugleichheitsbestaetigung-Thermalia_dual_150924.pdf |  |  | 107.6 | 16.3 | 6.6 |  | 0000-00-00 | Ja | Ja | Nein | --- | 0 | 180 | 0 | 97 | A+++ | 249 | 0 | 90 | 0 | 97 | 0 | 90 | 0 | 97 | 0 | 90 | /temp/20191112154257/7014292_H1000_0005_datbl_Thermalia_dual_70.pdf | A+++ | 255 | 184 | 253 | 182 | 1 | 0 | 0
10482 | Hoval Thermalia dual (85) | /temp/20160715083447/logo.jpg | /temp/20160715090026/Technische_Daten_Thermalia_dual_(55-140)_1.pdf | 347 | 333 | 216 | 1 | 1 | Thermalia dual | 112.8 | 19.1 | 5.9 | Nein | Heizenergiezähler | mehrstufig | 0 | 57 | R-410A | 16.8 | Nein | 0 | 0 | 0 | 0 | 0 | 119.9 | 23.3 | 5.1 | 107.5 | 23.5 | 4.6 | 112.9 | 27.7 | 4.1 | 102.2 | 27.9 | 3.7 | 0 | /temp/20160715090105/AIT_Pruefbericht_TERRA_SW_55_(Thermalia_dual_(55-140))_Max_Wasser_Wasser.pdf | AIT Austrian Institute of Technology GmbH |  | /temp/20240925084006/EHPA-Guetesiegel_Thermalia-dual_WW_AT-HP-00521_2027.pdf | 2027-09-29T00:00:00.000Z | AT-HP-00521 | /temp/20160715090137/Baugleichheitsbestaetigung-Thermalia_dual_150924.pdf |  |  | 126.8 | 18.9 | 6.7 |  | 0000-00-00 | Ja | Ja | Nein | --- | 0 | 181 | 0 | 113 | A+++ | 250 | 0 | 102 | 0 | 113 | 0 | 102 | 0 | 113 | 0 | 102 | /temp/20191112154705/7014293_H1000_0005_datbl_Thermalia_dual_85.pdf | A+++ | 257 | 186 | 254 | 183 | 1 | 0 | 0
26854 | Hoval Thermalia dual H (35) | /temp/20220209101801/logo.png | /temp/20220209103329/Datenblatt_Thermalia-dual_H.pdf | 347 | 333 | 216 | 1 | 1 | Thermalia Dual | 49.3 | 8.2 | 6 | Nein | Heizenergiezähler | mehrstufig | 0 | 55 | R-134a | 10.8 | Nein | 0 | 0 | 0 | 0 | 0 | 0 | 0 | 0 | 0 | 0 | 0 | 0 | 0 | 0 | 44.8 | 12.5 | 3.6 | 0 | /temp/20220209103422/Thermalia_dual_H_90_WW-220-18-10_Zertifikat_V01.pdf | Wärmepumpen-Testzentrum WPZ Buchs | WW-220-18-10 | /temp/20220209103339/EHPA-Guetesiegel_Thermalia-dual_H_WW_AT-HP-00769_2025.pdf | 2025-02-06T00:00:00.000Z | AT-HP-00769 | /temp/20220209103511/Baugleichheitsbestaetigung-Thermalia_dual_H_160331.pdf |  |  | 0 | 0 | 0 |  | 2018-08-23T00:00:00.000Z | Ja | Ja | Nein | --- | 0 | 179 | 0 | 49 | A+++ | 254 | 0 | 45 | 0 | 49 | 0 | 45 | 0 | 49 | 0 | 45 | /temp/20220209103309/7014296_H1000_0005_datbl_Thermalia_dual_H_35.pdf | A+++ | 262 | 184 | 258 | 181 | 1 | 0 | 0
26855 | Hoval Thermalia dual H (50) | /temp/20220209103952/logo.png | /temp/20220209104301/Datenblatt_Thermalia-dual_H.pdf | 347 | 333 | 216 | 1 | 1 | Thermalia dual | 71.8 | 12.4 | 5.8 | Nein | --- | mehrstufig | 0 | 60 | R-134a | 16 | Nein | 0 | 0 | 0 | 0 | 0 | 0 | 0 | 0 | 0 | 0 | 0 | 0 | 0 | 0 | 69 | 18.8 | 3.7 | 0 | /temp/20220209104335/Thermalia_dual_H_90_WW-220-18-10_Zertifikat_V01.pdf | Wärmepumpen-Testzentrum WPZ Buchs | WW-220-18-10 | /temp/20220209104309/EHPA-Guetesiegel_Thermalia-dual_H_WW_AT-HP-00769_2025.pdf | 2025-02-06T00:00:00.000Z | AT-HP-00769 | /temp/20220209104415/Baugleichheitsbestaetigung-Thermalia_dual_H_160331.pdf |  |  | 0 | 0 | 0 |  | 2018-08-23T00:00:00.000Z | Ja | Ja | Nein | --- | 0 | 179 | 0 | 72 | A+++ | 246 | 0 | 69 | 0 | 72 | 0 | 69 | 0 | 72 | 0 | 69 | /temp/20220217113924/7014297_H1000_0005_datbl_Thermalia_dual_H_50.pdf | A+++ | 252 | 184 | 249 | 181 | 1 | 0 | 0
26856 | Hoval Thermalia dual H (70) | /temp/20220209110819/logo.png | /temp/20220209111302/Datenblatt_Thermalia-dual_H.pdf | 347 | 333 | 216 | 1 | 1 | Thermalia dual | 97.1 | 16.9 | 5.8 | Nein | --- | mehrstufig | 0 | 63 | R-134a | 16.4 | Nein | 0 | 0 | 0 | 0 | 0 | 0 | 0 | 0 | 0 | 0 | 0 | 0 | 0 | 0 | 94.1 | 25.9 | 3.6 | 0 | /temp/20220209111408/Thermalia_dual_H_90_WW-220-18-10_Zertifikat_V01.pdf | Wärmepumpen-Testzentrum WPZ Buchs | WW-220-18-10 | /temp/20220209111309/EHPA-Guetesiegel_Thermalia-dual_H_WW_AT-HP-00769_2025.pdf | 2025-02-06T00:00:00.000Z | AT-HP-00769 | /temp/20220209111441/Baugleichheitsbestaetigung-Thermalia_dual_H_160331.pdf |  |  | 0 | 0 | 0 |  | 2018-08-23T00:00:00.000Z | Ja | Ja | Nein | --- | 0 | 177 | 0 | 97 | A+++ | 245 | 0 | 94 | 0 | 97 | 0 | 94 | 0 | 97 | 0 | 94 | /temp/20220209111249/7014298_H1000_0005_datbl_Thermalia_dual_H_70.pdf | A+++ | 251 | 182 | 248 | 179 | 1 | 0 | 0
13458 | Hoval Thermalia dual H (90) | /temp/20200109120312/logo.jpg | /temp/20200109121617/Thermalia_Dual_H_90.pdf | 347 | 333 | 216 | 1 | 1 | Thermalia dual | 119.5 | 21.1 | 5.6 | Nein | Heizenergiezähler | mehrstufig | 0 | 63 | R-134a | 18 | Nein | 0 | 0 | 0 | 0 | 0 | 0 | 0 | 0 | 0 | 0 | 0 | 0 | 0 | 0 | 111.9 | 31.8 | 3.5 | 0 | /temp/20200109121905/Thermalia_dual_H_90_WW-220-18-10_Zertifikat_V01.pdf | Wärmepumpen-Testzentrum WPZ Buchs | WW-220-18-10 | /temp/20220209085547/EHPA-Guetesiegel_Thermalia-dual_H_WW_AT-HP-00769_2025.pdf | 2025-02-06T00:00:00.000Z | AT-HP-00769 | /temp/20200109122209/Baugleichheitsbestaetigung-Thermalia_dual_H_160331.pdf |  |  | 0 | 0 | 0 |  | 2018-08-23T00:00:00.000Z | Ja | Ja | Nein | --- | 0 | 174 | 0 | 120 | A+++ | 240 | 0 | 115 | 0 | 120 | 0 | 115 | 0 | 120 | 0 | 115 | /temp/20200109121553/7014299_H1000_0005_datbl_Thermalia_dual_H_90.pdf | A+++ | 247 | 179 | 244 | 176 | 1 | 0 | 0
9354 | Hoval Thermalia twin (20) | /temp/20141126135721/logo.jpg | /temp/20141126140008/Technisches_Datenblatt_Thermalia_twin_(20_42).pdf | 347 | 333 | 216 | 1 | 1 | Thermalia twin | 27.3 | 4.2 | 6.5 | Nein | Heizenergiezähler | mehrstufig | 0 | 51 | R-410A | 6.5 | Nein | 0 | 0 | 0 | 0 | 0 | 0 | 0 | 0 | 0 | 0 | 0 | 0 | 0 | 0 | 24.5 | 6.9 | 3.6 | 0 | /temp/20141126140107/Pruefzertifikat-Thermalia-twin(36)-WW.pdf | AIT Austrian Institute of Technology GmbH |  | /temp/20240603073516/EHPA-Guetesiegel_Thermalia-twin-WW_AT-HP-00207_2027.pdf | 2027-05-06T00:00:00.000Z | AT-HP-00207 | /temp/20141126140130/2014-11-25_Baureihenbescheinigungen_Thermalia_twin.pdf |  |  | 0 | 0 | 0 |  | 0000-00-00 | Ja | Ja | Nein | --- | 0 | 183 | 0 | 27 | A+++ | 277 | 0 | 24 | 0 | 27 | 0 | 24 | 0 | 27 | 0 | 24 | /temp/20191112142537/7014725_H1000_0005_datbl_Thermalia_twin_20.pdf | A+++ | 291 | 191 | 173 | 181 | 1 | 0 | 0
9355 | Hoval Thermalia twin (26) | /temp/20141126144121/logo.jpg | /temp/20141126144303/Technisches_Datenblatt_Thermalia_twin_(20_42).pdf | 347 | 333 | 216 | 1 | 1 | Thermalia twin | 35.1 | 5.5 | 6.4 | Nein | Heizenergiezähler | mehrstufig | 0 | 53 | R-410A | 7.1 | Nein | 0 | 0 | 0 | 0 | 0 | 0 | 0 | 0 | 0 | 0 | 0 | 0 | 0 | 0 | 31.4 | 9 | 3.5 | 0 | /temp/20141126144417/Pruefzertifikat-Thermalia-twin(36)-WW.pdf | AIT Austrian Institute of Technology GmbH |  | /temp/20240603073616/EHPA-Guetesiegel_Thermalia-twin-WW_AT-HP-00207_2027.pdf | 2027-05-06T00:00:00.000Z | AT-HP-00207 | /temp/20141126144443/2014-11-25_Baureihenbescheinigungen_Thermalia_twin.pdf |  |  | 0 | 0 | 0 |  | 0000-00-00 | Ja | Ja | Nein | --- | 0 | 180 | 0 | 35 | A+++ | 274 | 0 | 31 | 0 | 35 | 0 | 31 | 0 | 35 | 0 | 31 | /temp/20191112142219/7014726_H1000_0005_datbl_Thermalia_twin_26.pdf | A+++ | 287 | 188 | 272 | 179 | 1 | 0 | 0
9352 | Hoval Thermalia twin (36) | /temp/20141126134901/logo.jpg | /temp/20141126135153/Technisches_Datenblatt_Thermalia_twin_(20_42).pdf | 347 | 333 | 216 | 1 | 1 | Thermalia twin | 46.4 | 7.2 | 6.4 | Nein | Heizenergiezähler | mehrstufig | 0 | 54 | R-410A | 8.2 | Nein | 0 | 0 | 0 | 0 | 0 | 0 | 0 | 0 | 0 | 0 | 0 | 0 | 0 | 0 | 43.6 | 11.2 | 3.9 | 0 | /temp/20141126135445/Pruefzertifikat-Thermalia-twin(36)-WW.pdf | AIT Austrian Institute of Technology GmbH |  | /temp/20240603073748/EHPA-Guetesiegel_Thermalia-twin-WW_AT-HP-00207_2027.pdf | 2027-05-06T00:00:00.000Z | AT-HP-00207 | /temp/20141126135511/Gleichheitsbescheinigung-Thermalia-twin.pdf |  |  | 0 | 0 | 0 |  | 0000-00-00 | Ja | Ja | Nein | --- | 0 | 191 | 0 | 46 | A+++ | 270 | 0 | 44 | 0 | 46 | 0 | 44 | 0 | 46 | 0 | 44 | /temp/20191112134533/7014727_H1000_0005_datbl_Thermalia_twin_36.pdf | A+++ | 280 | 198 | 269 | 191 | 1 | 0 | 0
9356 | Hoval Thermalia twin (42) | /temp/20141126144708/logo.jpg | /temp/20141126144927/Technisches_Datenblatt_Thermalia_twin_(20_42).pdf | 347 | 333 | 216 | 1 | 1 | Thermalia twin | 55.4 | 9.1 | 6.1 | Nein | Heizenergiezähler | mehrstufig | 0 | 55 | R-410A | 9 | Nein | 0 | 0 | 0 | 0 | 0 | 0 | 0 | 0 | 0 | 0 | 0 | 0 | 0 | 0 | 49.9 | 14.5 | 3.5 | 0 | /temp/20141126145013/Pruefzertifikat-Thermalia-twin(36)-WW.pdf | AIT Austrian Institute of Technology GmbH |  | /temp/20240603073704/EHPA-Guetesiegel_Thermalia-twin-WW_AT-HP-00207_2027.pdf | 2027-05-06T00:00:00.000Z | AT-HP-00207 | /temp/20141126145051/2014-11-25_Baureihenbescheinigungen_Thermalia_twin.pdf |  |  | 0 | 0 | 0 |  | 0000-00-00 | Ja | Ja | Nein | --- | 0 | 176 | 0 | 55 | A+++ | 259 | 0 | 50 | 0 | 55 | 0 | 50 | 0 | 55 | 0 | 50 | /temp/20191112135927/7014728_H1000_0005_datbl__Thermalia_twin_42.pdf | A+++ | 269 | 182 | 260 | 176 | 1 | 0 | 0
9358 | Hoval Thermalia twin H (13) | /temp/20141126150706/logo.jpg | /temp/20151229131052/Technisches_Datenblatt_Thermalia_twin_H.pdf | 347 | 333 | 216 | 1 | 1 | Thermalia twin | 18.1 | 3 | 6.1 | Nein | Heizenergiezähler | mehrstufig | 0 | 51 | R-134a | 4.8 | Nein | 0 | 0 | 0 | 0 | 0 | 0 | 0 | 0 | 0 | 0 | 0 | 0 | 0 | 0 | 16.6 | 4.3 | 3.8 | 0 | /temp/20141126150922/Pruefzertifikat-Thermalia-H-twin(35)-WW.pdf | Wärmepumpen-Testzentrum WPZ Buchs |  | /temp/20230831064112/EHPA_Guetesiegel-Thermalia-twin-H-WW_AT-HP-00324_2026.pdf | 2026-10-13T00:00:00.000Z | AT-HP-00324 | /temp/20141126150938/2014-11-25_Baureihenbescheinigungen_Thermalia_twin_H.pdf |  |  | 0 | 0 | 0 |  | 0000-00-00 | Ja | Ja | Nein | --- | 0 | 170 | 0 | 17 | A+++ | 225 | 0 | 15 | 0 | 17 | 0 | 15 | 0 | 17 | 0 | 15 | /temp/20191112152807/7014729_H1000_0005_datbl_Thermalia_twin_H_13.pdf | A+++ | 234 | 177 | 218 | 166 | 1 | 0 | 0
9359 | Hoval Thermalia twin H (19) | /temp/20141126151142/logo.jpg | /temp/20151229131547/Technisches_Datenblatt_Thermalia_twin_H.pdf | 347 | 333 | 216 | 1 | 1 | Thermalia twin | 25.6 | 4.2 | 6.1 | Nein | Heizenergiezähler | mehrstufig | 0 | 51 | R-134a | 5.9 | Nein | 0 | 0 | 0 | 0 | 0 | 0 | 0 | 0 | 0 | 0 | 0 | 0 | 0 | 0 | 23.5 | 6.1 | 3.8 | 0 | /temp/20141126151429/Pruefzertifikat-Thermalia-H-twin(35)-WW.pdf | Wärmepumpen-Testzentrum WPZ Buchs |  | /temp/20230831063925/EHPA_Guetesiegel-Thermalia-twin-H-WW_AT-HP-00324_2026.pdf | 2026-10-13T00:00:00.000Z | AT-HP-00324 | /temp/20141126151439/2014-11-25_Baureihenbescheinigungen_Thermalia_twin_H.pdf |  |  | 0 | 0 | 0 |  | 0000-00-00 | Ja | Ja | Nein | --- | 0 | 172 | 0 | 25 | A+++ | 226 | 0 | 22 | 0 | 25 | 0 | 22 | 0 | 25 | 0 | 22 | /temp/20191112152238/7014730_H1000_0005_datbl_Thermalia_twin_H_19.pdf | A+++ | 234 | 178 | 222 | 170 | 1 | 0 | 0
9357 | Hoval Thermalia twin H (22) | /temp/20141126145630/logo.jpg | /temp/20151229131849/Technisches_Datenblatt_Thermalia_twin_H.pdf | 347 | 333 | 216 | 1 | 1 | Thermalia twin H | 28.8 | 4.9 | 5.9 | Nein | Heizenergiezähler | mehrstufig | 0 | 54 | R-134a | 6.5 | Nein | 0 | 0 | 0 | 0 | 0 | 0 | 0 | 0 | 0 | 0 | 0 | 0 | 0 | 0 | 25.5 | 6.8 | 3.7 | 0 | /temp/20141126150400/Pruefzertifikat-Thermalia-H-twin(35)-WW.pdf | AIT Austrian Institute of Technology GmbH |  | /temp/20230831064017/EHPA_Guetesiegel-Thermalia-twin-H-WW_AT-HP-00324_2026.pdf | 2026-10-13T00:00:00.000Z | AT-HP-00324 |  |  |  | 0 | 0 | 0 |  | 0000-00-00 | Ja | Ja | Nein | --- | 0 | 178 | 0 | 29 | A+++ | 239 | 0 | 26 | 0 | 29 | 0 | 26 | 0 | 29 | 0 | 26 | /temp/20191112153229/7014731_H1000_0005_datbl_Thermalia_twin_H_22.pdf | A+++ | 247 | 185 | 236 | 176 | 1 | 0 | 0
12263 | Hoval UltraSource T comfort (13) | /temp/20180524065536/logo.png | /temp/20180524071559/Datenblatt_UltraSource_T_13.pdf | 347 | 333 | 216 | 1 | 1 | Ultrasource | 8.7 | 1.3 | 6.8 | Nein | Heizenergiezähler | modulierend | 0 | 41 | R-410A | 3 | Nein | 0 | 25 | 20 | 63 | 0 | 9 | 1.6 | 5.8 | 7.9 | 1.6 | 4.9 | 8.2 | 2 | 4.2 | 7.5 | 2 | 3.8 | 0 | /temp/20180524071712/report_iDM_WW_T_3_13.pdf | AIT Austrian Institute of Technology GmbH | 2.04.01374.1.0 | /temp/20240522094054/EHPA-Guetesiegel_UltraSource_T_WW_AT-HP-00651_2027.pdf | 2027-06-06T00:00:00.000Z | AT-HP-00651 | /temp/20180524071941/Baugleichheit_2018.01.23_ultrasource-ipump.pdf | WPM-Wärmepumpen GmbH | TERRA SWM 3-13 = iPump T 3-13 | 9.7 | 1.3 | 7.8 |  | 2016-11-08T00:00:00.000Z | Ja | Ja | Nein | --- | 0 | 217 | 0 | 15 | A+++ | 313 | 0 | 14 | 0 | 15 | 0 | 14 | 0 | 15 | 0 | 14 | /temp/20191112151233/7016672_H1000_0005_datbl_UltraSource_T_comfort_13.pdf | A+++ | 319 | 229 | 318 | 224 | 1 | 1 | 1
13066 | Hoval UltraSource T comfort (17) | /temp/20190429125543/logo.png | /temp/20190429130406/Datenblatt_UltraSource_T_8_17.pdf | 347 | 333 | 216 | 1 | 1 | UltraSource | 14.9 | 2.3 | 6.4 | Nein | Heizenergiezähler | modulierend | 0 | 44 | R-410A | 3.8 | Nein | -5 | 25 | 20 | 62 | 4 | 17 | 2.3 | 7.4 | 14.9 | 2.3 | 6.4 | 14.7 | 3.5 | 4.2 | 13 | 3.5 | 3.7 | 0 | /temp/20190429130444/report_iDM_WW_T_3_13.pdf | AIT Austrian Institute of Technology GmbH | 2.04.01374.1.0 | /temp/20240522094201/EHPA-Guetesiegel_UltraSource_T_WW_AT-HP-00651_2027.pdf | 2027-06-06T00:00:00.000Z | AT-HP-00651 | /temp/20190429130522/Baugleichheit_iPump_SML_SWM_-_UltraSource_comfort_compact_(11)(17)_rev0.2.pdf | IDM | TERRA SWM 6-17 | 17 | 2.3 | 7.4 |  | 2016-11-08T00:00:00.000Z | Ja | Ja | Nein | --- | 0 | 226 | 0 | 22 | A+++ | 311 | 0 | 26 | 0 | 22 | 0 | 26 | 0 | 22 | 0 | 26 | /temp/20191112133337/7016678_H1000_0005_datbl_UltraSource_T_comfort_17.pdf | A+++ | 326 | 238 | 316 | 234 | 1 | 0 | 1
13052 | Hoval UltraSource T comfort (8) | /temp/20240522093957/logo.png | /temp/20190424133904/Datenblatt_UltraSource_T_8_17.pdf | 347 | 333 | 216 | 1 | 1 | UltraSource | 5.6 | 0.9 | 6.6 | Nein | Heizenergiezähler | modulierend | 0 | 45 | R-410A | 2.3 | Nein | -5 | 25 | 20 | 62 | 1.4 | 5.9 | 1.1 | 5.5 | 5.2 | 1.1 | 4.8 | 5.6 | 1.3 | 4.2 | 4.9 | 1.3 | 3.6 | 0 | /temp/20190424133930/iDM_iPump_T_2-8_WW_korrigiert.pdf | AIT Austrian Institute of Technology GmbH | 2.04.30272.1.0_A | /temp/20240522094000/EHPA-Guetesiegel_UltraSource_T_WW_AT-HP-00651_2027.pdf | 2027-06-06T00:00:00.000Z | AT-HP-00651 | /temp/20190424134106/Baugleichheit_iPump_A_2-7_iPump_T_2-8_-_UltraSource_comfort_compact_(8)_rev0.1.pdf | IDM | iPump T 2-8 ohne Brauchwasserspeicher | 6.2 | 0.8 | 7.6 |  | 2018-12-04T00:00:00.000Z | Ja | Ja | Nein | --- | 0 | 245 | 0 | 11 | A+++ | 309 | 0 | 10 | 0 | 11 | 0 | 11 | 0 | 11 | 0 | 11 | /temp/20191112132217/7016666_H1000_0005_datbl_UltraSource_T_comfort_8.pdf | A+++ | 334 | 250 | 333 | 227 | 1 | 1 | 1
12265 | Hoval UltraSource T compact (13/200) | /temp/20180524080923/logo.png | /temp/20180524081852/Datenblatt_UltraSource_T_13.pdf | 347 | 333 | 216 | 1 | 1 | UltraSource | 8.7 | 1.3 | 6.8 | Nein | Heizenergiezähler | modulierend | 0 | 41 | R-410A | 3 | Ja | 0 | 25 | 20 | 75 | 0 | 9 | 1.6 | 5.8 | 7.9 | 1.6 | 4.9 | 8.2 | 2 | 4.2 | 7.5 | 2 | 3.8 | 0 | /temp/20180524082120/report_iDM_WW_T_3_13.pdf | AIT Austrian Institute of Technology GmbH | 2.04.01374.1.0 | /temp/20240522093713/EHPA-Guetesiegel_UltraSource_T_WW_AT-HP-00651_2027.pdf | 2027-06-06T00:00:00.000Z | AT-HP-00651 | /temp/20180524082245/Baugleichheit_2018.01.23_ultrasource-ipump.pdf | WPM-Wärmepumpen GmbH | iPump T 3-13 | 9.7 | 1.3 | 7.8 |  | 2016-11-08T00:00:00.000Z | Ja | Ja | Ja | XL | 115 | 217 | 0 | 15 | A+++ | 313 | 0 | 14 | 0 | 15 | 0 | 14 | 0 | 15 | 0 | 14 | /temp/20191115134752/7016673_H1000_0006_datbl_UltraSource_T_compact_13_200.pdf | A+++ | 319 | 229 | 318 | 224 | 1 | 1 | 1
13054 | Hoval UltraSource T compact (8/200) | /temp/20190424142239/logo.png | /temp/20190424143029/Datenblatt_UltraSource_T_8_17.pdf | 347 | 333 | 216 | 1 | 1 | UltraSource | 5.4 | 0.9 | 6.3 | Nein | Heizenergiezähler | modulierend | 0 | 45 | R-410A | 2.3 | Ja | -5 | 25 | 20 | 62 | 1.4 | 5.9 | 1.1 | 5.5 | 5.2 | 1.1 | 4.8 | 5.2 | 1.5 | 3.6 | 4.7 | 1.3 | 3.6 | 0 | /temp/20190424143106/iDM_iPump_T_2-8_WW_korrigiert.pdf | AIT Austrian Institute of Technology GmbH | 2.04.30272.1.0_A | /temp/20240522093634/EHPA-Guetesiegel_UltraSource_T_WW_AT-HP-00651_2027.pdf | 2027-06-06T00:00:00.000Z | AT-HP-00651 | /temp/20190424143227/Baugleichheit_iPump_A_2-7_iPump_T_2-8_-_UltraSource_comfort_compact_(8)_rev0.1.pdf | IDM | iPump T 2-8 | 6.2 | 0.8 | 7.6 |  | 2018-12-04T00:00:00.000Z | Ja | Ja | Ja | XL | 100 | 245 | 0 | 11 | A+++ | 309 | 0 | 10 | 0 | 11 | 0 | 11 | 0 | 11 | 0 | 11 | /temp/20191115134259/7016667_H1000_0006_datbl_UltraSource_T_compact_8_200.pdf | A+++ | 334 | 250 | 333 | 227 | 1 | 1 | 1
12934 | IDM iPump T 2-8 | /temp/20190222092737/logo.jpg |  | 347 | 485 | 167 | 1 | 1 | iPump | 5.6 | 0.9 | 6.5 | Nein | Heizenergiezähler | modulierend | 6 | 45 | R-410A | 2.3 | Ja | 0 | 0 | 0 | 0 | 0 | 0 | 0 | 0 | 0 | 0 | 0 | 0 | 0 | 0 | 4.7 | 1.3 | 3.6 | 0 | /temp/20190222092651/report_iDM_iPump_T2-8_WW.pdf | AIT Austrian Institute of Technology GmbH |  | /temp/20241122100355/EHPA_iPump_T_2-8_Wasser_AT-HP-00700_2028.pdf | 2028-01-22T00:00:00.000Z | AT-HP-00700 |  |  |  | 0 | 0 | 0 |  | 0000-00-00 | Nein | Ja | Ja | XL | 100 | 245 | 7.92 | 11 | A+++ | 309 | 6.33 | 10 | 8.56 | 11 | 5.87 | 11 | 8.52 | 11 | 6.46 | 11 | /temp/20190222093738/810392_810393_Produktdatenblatt_Kombi_iPump_T_2-8_-_Rev.0.pdf | A+++ | 334 | 250 | 333 | 226 | 1 | 0 | 1
10864 | IDM iPump T 3-13 | /temp/20171024083952/logo.jpg | /temp/20230113090349/Technical_Documentation_iPump_T_3-13_Water.pdf | 347 | 485 | 167 | 1 | 1 | iPump | 8.7 | 1.3 | 6.8 | Nein | Heizenergiezähler | modulierend | 6 | 41 | R-410A | 3 | Ja | 0 | 0 | 0 | 0 | 0 | 0 | 0 | 0 | 0 | 0 | 0 | 0 | 0 | 0 | 7.5 | 2 | 3.8 | 0 | /temp/20170215080716/report_iDM_WW_T_3_13.pdf | AIT Austrian Institute of Technology GmbH |  | /temp/20230113090319/EHPA_iPump_T_3-13_WW_AT-HP-00546_2026.pdf | 2026-01-19T00:00:00.000Z | AT-HP-00546 |  |  |  | 0 | 0 | 0 |  | 0000-00-00 | Ja | Ja | Ja | XL | 0 | 217 | 0 | 15 | A+++ | 313 | 0 | 14 | 0 | 15 | 0 | 14 | 0 | 15 | 0 | 14 | /temp/20170215080616/810374_810375_Produktdatenblatt_Kombi_iPump_T_3-13_-_Rev.0.pdf | A+++ | 319 | 229 | 318 | 224 | 1 | 0 | 1
9030 | IDM TERRA SW 10 (Complete HGL) | /temp/20171024092228/logo.jpg |  | 347 | 485 | 167 | 1 | 1 | TERRA SW | 12.7 | 2.1 | 6.1 | Nein | Heizenergiezähler | einstufig | 0 | 47 | R-410A | 1.8 | Nein | 0 | 0 | 0 | 0 | 0 | 0 | 0 | 0 | 0 | 0 | 0 | 0 | 0 | 0 | 11.9 | 3.4 | 3.5 | 0 | /temp/20140219111143/Terra_SW10_WW_2012_20.05.2012.pdf | AIT Austrian Institute of Technology GmbH | 2.04.00972.1.0 | /temp/20210708075038/EHPA_TERRA_SW_6_8_10_13_17_Complete_HGL_WW_AT-HP-00185.pdf | 2026-05-07T00:00:00.000Z | AT-HP-00185 | /temp/20140225100407/Baugleichheit_TERRA_SW_8-17_C_HGL.pdf | TERRA SW 10 | TERRA SW | 0 | 0 | 0 |  | 2011-12-22T00:00:00.000Z | Nein | Ja | Nein | --- | 0 | 158 | 5.98 | 13 | A+++ | 231 | 4.16 | 12 | 5.68 | 13 | 4.17 | 12 | 5.85 | 13 | 4.19 | 12 | /temp/20160208093643/810334_810335_Produktdatenblatt_TERRA_SW_10_Complete_Rev.0.pdf | A+++ | 219 | 160 | 226 | 159 | 1 | 0 | 1
9089 | IDM TERRA SW 10 Complete | /temp/20171024093349/logo.jpg |  | 347 | 485 | 167 | 1 | 1 | TERRA SW | 12.7 | 2.1 | 6.1 | Nein | Heizenergiezähler | einstufig | 0 | 47 | R-410A | 1.85 | Nein | 0 | 0 | 0 | 0 | 0 | 0 | 0 | 0 | 0 | 0 | 0 | 0 | 0 | 0 | 11.9 | 3.4 | 3.5 | 0 | /temp/20140328110425/Terra_SW10_WW_2012_20.05.2012.pdf | AIT Austrian Institute of Technology GmbH | 2.04.01004.1.0 | /temp/20230721053417/EHPA_TERRA_SW_6_8_10_13_17_Complete_HGL_WW_AT-HP-00185_2026.pdf | 2026-05-07T00:00:00.000Z | AT-HP-00185 |  |  |  | 0 | 0 | 0 |  | 2012-05-20T00:00:00.000Z | Nein | Ja | Nein | --- | 0 | 158 | 5.98 | 13 | A+++ | 231 | 4.16 | 12 | 5.68 | 13 | 4.17 | 12 | 5.85 | 13 | 4.19 | 12 | /temp/20160208094914/810334_810335_Produktdatenblatt_TERRA_SW_10_Complete_Rev.0.pdf | A+++ | 219 | 160 | 226 | 159 | 1 | 0 | 1
25333 | IDM TERRA SW 10 H | /temp/20210225142246/logo.jpg |  | 347 | 485 | 167 | 1 | 1 | TERRA SW 10 H | 12.8 | 2.2 | 6 | Nein | Heizenergiezähler | einstufig | 0 | 52 | R-134a | 3.4 | Nein | -5 | 20 | 0 | 0 | 0 | 0 | 0 | 0 | 0 | 0 | 0 | 0 | 0 | 0 | 11.8 | 2.9 | 4 | 0 | /temp/20210225143357/SW-354-15-04_3__WW-177-15-04_3_Pruefzertifikat_Thermalia_comfort_H_Leistung_+_Schall.pdf | Wärmepumpen-Testzentrum WPZ Buchs |  | /temp/20240820121441/EHPA_TERRA_SW_5_7_10_H_WW_AT-HP-00890_2027.pdf | 2027-08-19T00:00:00.000Z | AT-HP-00890 | /temp/20210225143424/20-06_Gleichheit_Th_comf_H_iDM_Terra_gez.pdf |  |  | 0 | 0 | 0 |  | 0000-00-00 | Nein | Ja | Nein | --- | 0 | 186 | 6.46 | 13 | A+++ | 250 | 4.85 | 12 | 6.69 | 13 | 4.79 | 12 | 6.34 | 13 | 5 | 12 | /temp/20210818142227/Produktdatenblatt_SW_10-22_Twin_H_de_Rev.1.pdf | A+++ | 259 | 192 | 246 | 183 | 1 | 0 | 1
10234 | IDM TERRA SW 110 Max | /temp/20171024091835/logo.jpg | /temp/20231220132316/Leistungsdaten_TERRA_SW_55-280_Max_-_Rev.0.pdf | 347 | 485 | 167 | 1 | 1 | TERRA SW Max | 149.1 | 26 | 5.7 | Nein | Heizenergiezähler | mehrstufig | 0 | 65 | R-410A | 20 | Nein | 0 | 0 | 0 | 0 | 0 | 0 | 0 | 0 | 0 | 0 | 0 | 0 | 0 | 0 | 136.9 | 37.8 | 3.6 | 0 | /temp/20231214072613/AIT_Pruefbericht_TERRA_SW_55_Max_Sole_Wasser_inkl._schallpruefung.pdf | AIT Austrian Institute of Technology GmbH | 2.04.01197.1.0 | /temp/20240925112204/EHPA_TERRA_SW_55-280_Max_WW_AT-HP-00446_2027.pdf | 2027-09-29T00:00:00.000Z | AT-HP-00446 | /temp/20160421090000/Baugleichheit_TERRA_SW_55-140_Max.pdf | TERRA SW 55 Max | TERRA SW Max | 0 | 0 | 0 |  | 2014-12-15T00:00:00.000Z | Nein | Ja | Nein | --- | 0 | 187 | 6.1 | 149 | A+++ | 236 | 4.87 | 137 | 0 | 0 | 0 | 0 | 0 | 0 | 0 | 0 | /temp/20231214072543/Produktdatenblatt_TERRA_SW_110_Max_de_-_Rev.3.pdf | A+++ | 0 | 0 | 0 | 0 | 1 | 0 | 1
9090 | IDM TERRA SW 13 (Complete HGL) | /temp/20171024092440/logo.jpg |  | 347 | 485 | 167 | 1 | 1 | TERRA SW | 17.5 | 2.7 | 6.3 | Nein | HeizenergiezÃ¤hler | einstufig | 0 | 49 | R-410A | 2.12 | Nein | 0 | 0 | 0 | 0 | 0 | 0 | 0 | 0 | 0 | 0 | 0 | 0 | 0 | 0 | 16.2 | 4.3 | 3.7 | 0 | /temp/20230817140648/de_Pruefbericht_TERRA_SW_13_Wasser_Wasser.pdf | AIT Austrian Institute of Technology GmbH | 2.04.01004.1.0 | /temp/20230803131024/EHPA_TERRA_SW_6_8_10_13_17_Complete_HGL_WW_AT-HP-00185_2026.pdf | 2026-05-07T00:00:00.000Z | AT-HP-00185 | /temp/20140328110755/Baugleichheit_TERRA_SW_6-17.pdf | TERRA SW 10 | TERRA SW | 0 | 0 | 0 |  | 2012-05-20T00:00:00.000Z | Nein | Ja | Nein | --- | 0 | 167 | 5.98 | 18 | A+++ | 231 | 4.36 | 16 | 5.97 | 18 | 4.37 | 16 | 6 | 18 | 4.38 | 16 | /temp/20160208093853/810336_810337_Produktdatenblatt_TERRA_SW_13_Complete_Rev.0.pdf | A+++ | 231 | 167 | 232 | 167 | 1 | 1 | 1
25341 | IDM TERRA SW 13 Twin H | /temp/20210318105056/logo.jpg |  | 347 | 485 | 167 | 1 | 1 | TERRA SW H | 17 | 3 | 5.8 | Nein | Heizenergiezähler | mehrstufig | 0 | 50 | R-134a | 4.8 | Nein | -5 | 20 | 0 | 0 | 0 | 0 | 0 | 0 | 0 | 0 | 0 | 0 | 0 | 0 | 15.1 | 4.1 | 3.7 | 0 | /temp/20210301095805/13-07_WPZ-Zertifikat_Thermalia_H_twin_WW.pdf | Wärmepumpen-Testzentrum WPZ Buchs |  | /temp/20231005053820/EHPA_TERRA_SW_13_19_22_Twin_H_WW_AT-HP-00891_2026.pdf | 2026-10-13T00:00:00.000Z | AT-HP-00891 | /temp/20210316151259/Gleichheitserklaerung_Hoval_Gleichheit_Th_twin_H_iDM_Terra_13-22.pdf | Hoval | Thermalia twin H (13) | 0 | 0 | 0 |  | 0000-00-00 | Nein | Ja | Nein | --- | 0 | 176 | 5.49 | 16 | A+++ | 212 | 4.6 | 15 | 5.63 | 16 | 4.32 | 15 | 5.43 | 16 | 4.52 | 15 | /temp/20210818142814/Produktdatenblatt_SW_10-22_Twin_H_de_Rev.1.pdf | A+++ | 217 | 173 | 209 | 165 | 1 | 0 | 1
10235 | IDM TERRA SW 140 Max | /temp/20171024092033/logo.jpg | /temp/20231220132451/Leistungsdaten_TERRA_SW_55-280_Max_-_Rev.0.pdf | 347 | 485 | 167 | 1 | 1 | TERRA SW Max | 181.1 | 31.3 | 5.8 | Nein | Heizenergiezähler | mehrstufig | 0 | 66 | R-410A | 21.4 | Nein | 0 | 0 | 0 | 0 | 0 | 0 | 0 | 0 | 0 | 0 | 0 | 0 | 0 | 0 | 164.3 | 45.5 | 3.6 | 0 | /temp/20231214083818/AIT_Pruefbericht_TERRA_SW_55_Max_Sole_Wasser_inkl._schallpruefung.pdf | AIT Austrian Institute of Technology GmbH | 2.04.01197.1.0 | /temp/20240925112241/EHPA_TERRA_SW_55-280_Max_WW_AT-HP-00446_2027.pdf | 2027-09-29T00:00:00.000Z | AT-HP-00446 | /temp/20160421092854/Baugleichheit_TERRA_SW_55-140_Max.pdf | TERRA SW 55 Max | TERRA SW Max | 0 | 0 | 0 |  | 2014-12-15T00:00:00.000Z | Nein | Ja | Nein | --- | 0 | 194 | 6.12 | 181 | A+++ | 237 | 5.05 | 164 | 0 | 0 | 0 | 0 | 0 | 0 | 0 | 0 | /temp/20231214083756/Produktdatenblatt_TERRA_SW_140_Max_de_-_Rev.3.pdf | A+++ | 0 | 0 | 0 | 0 | 1 | 0 | 1
26674 | IDM TERRA SW 140 Max H |  | /temp/20211227073446/Leistungsdaten_TERRA_SW_50-180_Max_H_-_Rev.1.pdf | 347 | 485 | 167 | 1 | 1 | TERRA SW Max H | 194.2 | 33.7 | 5.8 | Nein | Heizenergiezähler | mehrstufig | 0 | 67 | R-134a | 32.8 | Nein | 0 | 0 | 0 | 0 | 0 | 0 | 0 | 0 | 0 | 0 | 0 | 0 | 0 | 0 | 188.1 | 51.8 | 3.6 | 0 | /temp/20231214101825/WW-249-21-01_Pruefzertifikat_WW_inkl_Schallmessung.pdf | Wärmepumpen-Testzentrum WPZ Buchs |  | /temp/20250109144059/EHPA_TERRA_SW_35-180_Max_H_WW_AT-HP-00713_2028.pdf | 2025-02-06T00:00:00.000Z | AT-HP-00713 | /temp/20231214101844/Baugleichheit_TERRA_SW_35_Max_H_TERRA_SW_70_Max_H.pdf | TERRA SW 50 Max H | TERRA SW Max H | 0 | 0 | 0 |  | 0000-00-00 | Ja | Ja | Nein | --- | 0 | 182 | 0 | 194 | A+++ | 246 | 0 | 188 | 0 | 0 | 0 | 0 | 0 | 0 | 0 | 0 | /temp/20240215082536/Produktdatenblatt_TERRA_SW_140_Max_H_de_-_Rev.0.pdf | A+++ | 0 | 0 | 0 | 0 | 1 | 0 | 1
9091 | IDM TERRA SW 17 (Complete HGL) | /temp/20171024093054/logo.jpg |  | 347 | 485 | 167 | 1 | 1 | TERRA SW | 22.3 | 3.7 | 5.9 | Nein | Heizenergiezähler | einstufig | 0 | 50 | R-410A | 2.39 | Nein | 0 | 0 | 0 | 0 | 0 | 0 | 0 | 0 | 0 | 0 | 0 | 0 | 0 | 0 | 20.3 | 5.6 | 3.6 | 0 | /temp/20140328113642/Terra_SW10_WW_2012_20.05.2012.pdf | AIT Austrian Institute of Technology GmbH | 2.04.01004.1.0 | /temp/20230721053139/EHPA_TERRA_SW_6_8_10_13_17_Complete_HGL_WW_AT-HP-00185_2026.pdf | 2026-05-07T00:00:00.000Z | AT-HP-00185 | /temp/20140328114005/Baugleichheit_TERRA_SW_6-17.pdf | TERRA SW 10 | TERRA SW | 0 | 0 | 0 |  | 2012-05-20T00:00:00.000Z | Nein | Ja | Nein | --- | 0 | 157 | 5.55 | 22 | A+++ | 214 | 4.13 | 20 | 5.53 | 22 | 4.12 | 20 | 5.56 | 22 | 4.13 | 20 | /temp/20160208094830/810338_810339_Produktdatenblatt_TERRA_SW_17_Complete_Rev.0.pdf | A+++ | 213 | 157 | 214 | 157 | 1 | 0 | 1
26649 | IDM TERRA SW 170 Max |  | /temp/20211220061532/Leistungsdaten_TERRA_SW_85-280_Max.xls | 347 | 485 | 167 | 1 | 1 | TERRA SW Max | 225.5 | 38.2 | 5.9 | Nein | Heizenergiezähler | mehrstufig | 0 | 67 | R-410A | 32.8 | Nein | 0 | 0 | 0 | 0 | 0 | 0 | 0 | 0 | 0 | 0 | 0 | 0 | 0 | 0 | 204.3 | 55.8 | 3.7 | 0 | /temp/20231214103538/AIT_Pruefbericht_TERRA_SW_55_Max_Sole_Wasser_inkl._schallpruefung.pdf | AIT Austrian Institute of Technology GmbH |  | /temp/20240925112315/EHPA_TERRA_SW_55-280_Max_WW_AT-HP-00446_2027.pdf | 2027-09-29T00:00:00.000Z | AT-HP-00446 | /temp/20231214103557/Baugleichheit_TERRA_SW_55-140_Max.pdf | TERRA SW 55 Max | TERRA SW Max | 0 | 0 | 0 |  | 0000-00-00 | Ja | Ja | Nein | --- | 0 | 196 | 0 | 226 | A+++ | 240 | 0 | 204 | 0 | 0 | 0 | 0 | 0 | 0 | 0 | 0 | /temp/20240215085218/Produktdatenblatt_TERRA_SW_170_Max_de_-_Rev.0.pdf | A+++ | 0 | 0 | 0 | 0 | 1 | 0 | 1
26676 | IDM TERRA SW 180 Max H |  | /temp/20211227073540/Leistungsdaten_TERRA_SW_50-180_Max_H_-_Rev.1.pdf | 347 | 485 | 167 | 1 | 1 | TERRA SW Max H | 239 | 42.2 | 5.7 | Nein | Heizenergiezähler | mehrstufig | 0 | 68 | R-134a | 36 | Nein | 0 | 0 | 0 | 0 | 0 | 0 | 0 | 0 | 0 | 0 | 0 | 0 | 0 | 0 | 230.8 | 64.5 | 3.6 | 0 | /temp/20231214102428/WW-220-18-10_Zertifikat_V01_inkl_Schallmessung.pdf | Wärmepumpen-Testzentrum WPZ Buchs |  | /temp/20250109144025/EHPA_TERRA_SW_35-180_Max_H_WW_AT-HP-00713_2028.pdf | 2025-02-06T00:00:00.000Z | AT-HP-00713 |  |  |  | 0 | 0 | 0 |  | 0000-00-00 | Ja | Ja | Nein | --- | 0 | 180 | 0 | 238 | A+++ | 241 | 0 | 230 | 0 | 0 | 0 | 0 | 0 | 0 | 0 | 0 | /temp/20240215085607/Produktdatenblatt_TERRA_SW_180_Max_H_de_-_Rev.0.pdf | A+++ | 0 | 0 | 0 | 0 | 1 | 0 | 1
25344 | IDM TERRA SW 19 Twin H | /temp/20210318105445/logo.jpg |  | 347 | 485 | 167 | 1 | 1 | TERRA SW H | 24.7 | 4.4 | 5.6 | Nein | Heizenergiezähler | mehrstufig | 0 | 51 | R-134a | 5.9 | Nein | -5 | 20 | 0 | 0 | 0 | 0 | 0 | 0 | 0 | 0 | 0 | 0 | 0 | 0 | 21.8 | 5.9 | 3.7 | 0 | /temp/20210301105302/13-07_WPZ-Zertifikat_Thermalia_H_twin_WW.pdf | Wärmepumpen-Testzentrum WPZ Buchs |  | /temp/20231005053928/EHPA_TERRA_SW_13_19_22_Twin_H_WW_AT-HP-00891_2026.pdf | 2026-10-13T00:00:00.000Z | AT-HP-00891 | /temp/20210316151745/Gleichheitserklaerung_Hoval_Gleichheit_Th_twin_H_iDM_Terra_13-22.pdf | Hoval | Thermalia twin H (19) | 0 | 0 | 0 |  | 0000-00-00 | Nein | Ja | Nein | --- | 0 | 174 | 6 | 25 | A+++ | 232 | 4.55 | 22 | 6.15 | 25 | 4.53 | 22 | 5.98 | 25 | 4.67 | 22 | /temp/20210818143146/Produktdatenblatt_SW_10-22_Twin_H_de_Rev.1.pdf | A+++ | 238 | 179 | 231 | 173 | 1 | 0 | 1
8775 | IDM TERRA SW 20 Twin (HGL) | /temp/20171024093605/logo.jpg |  | 347 | 485 | 167 | 1 | 1 | TERRA SW Twin | 27.3 | 4.2 | 6.5 | Nein | Heizenergiezähler | mehrstufig | 0 | 51 | R-410A | 6.5 | Nein | 0 | 0 | 0 | 0 | 0 | 0 | 0 | 0 | 0 | 0 | 0 | 0 | 0 | 0 | 24.5 | 6.9 | 3.6 | 0 | /temp/20130802104024/report_IDM_Terra_SW34_Twin_WW_red.pdf | AIT Austrian Institute of Technology GmbH | 2.04.01032.1.0 | /temp/20240529093744/EHPA_TERRA_SW_20-42_Twin_HGL_WW_AT-HP-00202_2027.pdf | 2027-05-06T00:00:00.000Z | AT-HP-00202 | /temp/20130805073046/Baugleichheit_TERRA_SW_Twin.pdf | TERRA SW Twin 34 | TERRA SW Twin | 0 | 0 | 0 |  | 2012-12-12T00:00:00.000Z | Nein | Ja | Nein | --- | 0 | 193 | 7.2 | 27 | A+++ | 280 | 5.03 | 25 | 7.72 | 27 | 5.17 | 25 | 7.44 | 27 | 5.42 | 25 | /temp/20160114162613/810342_810343_Produktdatenblatt_TERRA_SW_Twin_20_Rev.0.pdf | A+++ | 301 | 209 | 290 | 199 | 1 | 0 | 1
25346 | IDM TERRA SW 22 Twin H | /temp/20210316151912/logo.png |  | 347 | 485 | 167 | 1 | 1 | TERRA SW H | 28.8 | 4.9 | 5.9 | Nein | Heizenergiezähler | mehrstufig | 0 | 55 | R-134a | 6.5 | Nein | -5 | 20 | 0 | 0 | 0 | 0 | 0 | 0 | 0 | 0 | 0 | 0 | 0 | 0 | 25.5 | 6.8 | 3.7 | 0 | /temp/20210301141154/13-07_WPZ-Zertifikat_Thermalia_H_twin_WW.pdf | Wärmepumpen-Testzentrum WPZ Buchs |  | /temp/20231005054003/EHPA_TERRA_SW_13_19_22_Twin_H_WW_AT-HP-00891_2026.pdf | 2026-10-13T00:00:00.000Z | AT-HP-00891 | /temp/20210316152102/Gleichheitserklaerung_Hoval_Gleichheit_Th_twin_H_iDM_Terra_13-22.pdf |  |  | 0 | 0 | 0 |  | 0000-00-00 | Nein | Ja | Nein | --- | 0 | 178 | 6.19 | 29 | A+++ | 240 | 4.66 | 26 | 6.34 | 29 | 4.65 | 26 | 6.18 | 29 | 4.69 | 26 | /temp/20210818143442/Produktdatenblatt_SW_10-22_Twin_H_de_Rev.1.pdf | A+++ | 246 | 179 | 239 | 178 | 1 | 0 | 1
26651 | IDM TERRA SW 220 Max |  | /temp/20211227072907/Leistungsdaten_TERRA_SW_55-280_Max_-_Rev.0.pdf | 347 | 485 | 167 | 1 | 1 | TERRA SW Max | 298.3 | 52 | 5.7 | Nein | Heizenergiezähler | mehrstufig | 0 | 68 | R-410A | 40 | Nein | 0 | 0 | 0 | 0 | 0 | 0 | 0 | 0 | 0 | 0 | 0 | 0 | 0 | 0 | 273.9 | 75.7 | 3.6 | 0 | /temp/20240304145417/AIT_Pruefbericht_TERRA_SW_55_Max_Wasser_Wasser_inkl._schallpruefung.pdf | AIT Austrian Institute of Technology GmbH |  | /temp/20240925112344/EHPA_TERRA_SW_55-280_Max_WW_AT-HP-00446_2027.pdf | 2027-09-29T00:00:00.000Z | AT-HP-00446 | /temp/20231214104540/Baugleichheit_TERRA_SW_55-140_Max.pdf | TERRA SW 55 Max | TERRA SW Max | 0 | 0 | 0 |  | 0000-00-00 | Ja | Ja | Nein | --- | 0 | 187 | 0 | 298 | A+++ | 236 | 0 | 274 | 0 | 0 | 0 | 0 | 0 | 0 | 0 | 0 | /temp/20240215085952/Produktdatenblatt_TERRA_SW_220_Max_de_-_Rev.0.pdf | A+++ | 0 | 0 | 0 | 0 | 1 | 0 | 1
8776 | IDM TERRA SW 26 Twin (HGL) | /temp/20171024091123/logo.jpg |  | 347 | 485 | 167 | 1 | 1 | TERRA SW Twin | 35.1 | 5.5 | 6.4 | Ja | Heizenergiezähler | mehrstufig | 0 | 53 | R-410A | 7.1 | Nein | 0 | 0 | 0 | 0 | 0 | 0 | 0 | 0 | 0 | 0 | 0 | 0 | 0 | 0 | 30.9 | 8.5 | 3.6 | 0 | /temp/20130802110648/report_IDM_Terra_SW34_Twin_WW_red.pdf | AIT Austrian Institute of Technology GmbH | 2.04.01032.1.0 | /temp/20240529093950/EHPA_TERRA_SW_20-42_Twin_HGL_WW_AT-HP-00202_2027.pdf | 2027-05-06T00:00:00.000Z | AT-HP-00202 | /temp/20130805073123/Baugleichheit_TERRA_SW_Twin.pdf | TERRA SW Twin 34 | TERRA SW Twin | 0 | 0 | 0 |  | 2012-12-12T00:00:00.000Z | Nein | Ja | Nein | --- | 0 | 187 | 6.76 | 35 | A+++ | 262 | 4.88 | 31 | 7.2 | 35 | 5 | 31 | 6.96 | 35 | 5.22 | 31 | /temp/20160114151745/810344_810345_Produktdatenblatt_TERRA_SW_Twin_26_Rev.0.pdf | A+++ | 280 | 201 | 270 | 192 | 1 | 0 | 1
26653 | IDM TERRA SW 280 Max |  | /temp/20211227073120/Leistungsdaten_TERRA_SW_55-280_Max_-_Rev.0.pdf | 347 | 485 | 167 | 1 | 1 | TERRA SW Max | 362.1 | 62.5 | 5.8 | Nein | Heizenergiezähler | mehrstufig | 0 | 69 | R-410A | 42.8 | Nein | 0 | 0 | 0 | 0 | 0 | 0 | 0 | 0 | 0 | 0 | 0 | 0 | 0 | 0 | 328.6 | 91 | 3.6 | 0 | /temp/20240304145318/AIT_Pruefbericht_TERRA_SW_55_Max_Wasser_Wasser_inkl._schallpruefung.pdf | AIT Austrian Institute of Technology GmbH |  | /temp/20240925112418/EHPA_TERRA_SW_55-280_Max_WW_AT-HP-00446_2027.pdf | 2027-09-29T00:00:00.000Z | AT-HP-00446 | /temp/20231214105126/Baugleichheit_TERRA_SW_55-140_Max.pdf | TERRA SW 55 Max | TERRA SW Max | 0 | 0 | 0 |  | 0000-00-00 | Ja | Ja | Nein | --- | 0 | 194 | 0 | 362 | A+++ | 237 | 0 | 328 | 0 | 0 | 0 | 0 | 0 | 0 | 0 | 0 | /temp/20240215090328/Produktdatenblatt_TERRA_SW_280_Max_de_-_Rev.0.pdf | A+++ | 0 | 0 | 0 | 0 | 1 | 0 | 1
26396 | IDM TERRA SW 35 Max H |  | /temp/20231220132728/Leistungsdaten_TERRA_SW_50-180_Max_H_-_Rev.1.pdf | 347 | 485 | 167 | 1 | 1 | TERRA SW Max H | 49.3 | 8.2 | 6 | Nein | Heizenergiezähler | einstufig | 0 | 57 | R-134a | 10.8 | Nein | 0 | 0 | 0 | 0 | 0 | 0 | 0 | 0 | 0 | 0 | 0 | 0 | 0 | 0 | 44.8 | 12.5 | 3.6 | 0 | /temp/20231214092521/WW-249-21-01_Pruefzertifikat_WW_inkl_Schallmessung.pdf | Wärmepumpen-Testzentrum WPZ Buchs |  | /temp/20250109144133/EHPA_TERRA_SW_35-180_Max_H_WW_AT-HP-00713_2028.pdf | 2025-02-06T00:00:00.000Z | AT-HP-00713 | /temp/20211021140909/Baugleichheit_TERRA_SW_35_Max_H_TERRA_SW_70_Max_H.pdf | TERRA SW 50 Max H | TERRA SW Max H | 0 | 0 | 0 |  | 0000-00-00 | Nein | Ja | Nein | --- | 0 | 181 | 6.61 | 49 | A+++ | 256 | 4.72 | 45 | 0 | 0 | 0 | 0 | 0 | 0 | 0 | 0 | /temp/20231214092430/810398_810399_Produktdatenblatt_TERRA_SW_35_Max_H__Rev.4.pdf | A+++ | 0 | 0 | 0 | 0 | 1 | 0 | 1
8777 | IDM TERRA SW 35 Twin (HGL) | /temp/20171024093928/logo.jpg |  | 347 | 485 | 167 | 1 | 1 | TERRA SW Twin | 46.3 | 7.2 | 6.4 | Nein | Heizenergiezähler | mehrstufig | 0 | 54 | R-410A | 8.2 | Nein | 0 | 0 | 0 | 0 | 0 | 0 | 0 | 0 | 0 | 0 | 0 | 0 | 0 | 0 | 43.5 | 11.1 | 3.9 | 0 | /temp/20131211124852/report_IDM_Terra_SW34_Twin_WW_red.pdf | AIT Austrian Institute of Technology GmbH | 2.04.01032.1.0 | /temp/20240529094049/EHPA_TERRA_SW_20-42_Twin_HGL_WW_AT-HP-00202_2027.pdf | 2027-05-06T00:00:00.000Z | AT-HP-00202 | /temp/20130813071814/Baugleichheit_TERRA_SW_Twin.pdf | TERRA SW Twin 34 | TERRA SW | 0 | 0 | 0 |  | 2012-12-12T00:00:00.000Z | Nein | Ja | Nein | --- | 0 | 194 | 6.83 | 46 | A+++ | 265 | 5.05 | 44 | 7.22 | 46 | 5.15 | 44 | 7 | 46 | 5.35 | 44 | /temp/20160114143648/810346_810347_Produktdatenblatt_TERRA_SW_Twin_35_Rev.0.pdf | A+++ | 281 | 206 | 272 | 198 | 1 | 0 | 1
8778 | IDM TERRA SW 42 Twin (HGL) | /temp/20171024093709/logo.jpg |  | 347 | 485 | 167 | 1 | 1 | TERRA SW Twin | 55.3 | 9.1 | 6.1 | Ja | Heizenergiezähler | mehrstufig | 0 | 55 | R-410A | 9 | Nein | 0 | 0 | 0 | 0 | 0 | 0 | 0 | 0 | 0 | 0 | 0 | 0 | 0 | 0 | 49.9 | 14.4 | 3.4 | 0 | /temp/20130802113330/report_IDM_Terra_SW34_Twin_WW_red.pdf | AIT Austrian Institute of Technology GmbH | 2.04.01032.1.0 | /temp/20240529094156/EHPA_TERRA_SW_20-42_Twin_HGL_WW_AT-HP-00202_2027.pdf | 2027-05-06T00:00:00.000Z | AT-HP-00202 | /temp/20130819105502/Baugleichheit_TERRA_SW_Twin.pdf | TERRA SW Twin 34 | TERRA SW Twin | 0 | 0 | 0 |  | 2012-12-12T00:00:00.000Z | Nein | Ja | Nein | --- | 0 | 178 | 6.5 | 55 | A+++ | 252 | 4.66 | 50 | 6.89 | 55 | 4.76 | 50 | 6.67 | 55 | 4.96 | 50 | /temp/20160114142741/810348_810349_Produktdatenblatt_TERRA_SW_Twin_42_Rev.0.pdf | A+++ | 267 | 190 | 259 | 182 | 1 | 0 | 1
26398 | IDM TERRA SW 50 Max H 2.0 |  | /temp/20231220133101/Leistungsdaten_TERRA_SW_50-180_Max_H_-_Rev.1.pdf | 347 | 485 | 167 | 1 | 1 | TERRA SW Max H | 71.8 | 12.4 | 5.8 | Nein | Heizenergiezähler | mehrstufig | 0 | 63 | R-134a | 16 | Nein | 0 | 0 | 0 | 0 | 0 | 0 | 0 | 0 | 0 | 0 | 0 | 0 | 0 | 0 | 69 | 18.8 | 3.7 | 0 | /temp/20231214093731/WW-249-21-01_Pruefzertifikat_WW_inkl_Schallmessung.pdf | Wärmepumpen-Testzentrum WPZ Buchs |  | /temp/20250109144213/EHPA_TERRA_SW_35-180_Max_H_WW_AT-HP-00713_2028.pdf | 2025-02-06T00:00:00.000Z | AT-HP-00713 |  |  |  | 0 | 0 | 0 |  | 0000-00-00 | Nein | Ja | Nein | --- | 0 | 187 | 6.37 | 72 | A+++ | 247 | 4.88 | 69 | 0 | 0 | 0 | 0 | 0 | 0 | 0 | 0 | /temp/20231214093702/810487_810488_Produktdatenblatt_TERRA_SW_50_Max_H__-Rev4.pdf | A+++ | 0 | 0 | 0 | 0 | 1 | 0 | 1
10231 | IDM TERRA SW 55 Max | /temp/20171024092144/logo.jpg |  | 347 | 485 | 167 | 1 | 1 | TERRA SW Max | 76.9 | 12.7 | 6.1 | Nein | Heizenergiezähler | mehrstufig | 0 | 61 | R-410A | 12 | Nein | 0 | 0 | 0 | 0 | 0 | 0 | 0 | 0 | 0 | 0 | 0 | 0 | 0 | 0 | 70.2 | 18.8 | 3.7 | 0 | /temp/20240117102642/AIT_Pruefbericht_TERRA_SW_55_Max_inkl._neuer_schallmessung.pdf | AIT Austrian Institute of Technology GmbH | 2.04.01197.1.0 | /temp/20240925112012/EHPA_TERRA_SW_55-280_Max_WW_AT-HP-00446_2027.pdf | 2027-09-29T00:00:00.000Z | AT-HP-00446 |  |  |  | 0 | 0 | 0 |  | 2014-12-15T00:00:00.000Z | Nein | Ja | Nein | --- | 0 | 201 | 6.55 | 77 | A+++ | 254 | 5.22 | 70 | 0 | 0 | 0 | 0 | 0 | 0 | 0 | 0 | /temp/20231214065639/810484_810485_Produktdatenblatt_TERRA_SW_55_Max_de_-Rev.4.pdf | A+++ | 0 | 0 | 0 | 0 | 1 | 0 | 1
9087 | IDM TERRA SW 6 | /temp/20171024093205/logo.jpg |  | 347 | 485 | 167 | 1 | 0 | TERRA SW | 7.1 | 1.3 | 5.4 | Nein | Heizenergiezähler | einstufig | 0 | 45 | R-410A | 1.3 | Nein | 0 | 0 | 0 | 0 | 0 | 0 | 0 | 0 | 0 | 0 | 0 | 0 | 0 | 0 | 6.7 | 1.9 | 3.4 | 0 | /temp/20140328105351/Terra_SW10_WW_2012_20.05.2012.pdf | AIT Austrian Institute of Technology GmbH | 2.04.01.004.1.0 | /temp/20210708085614/EHPA_TERRA_SW_6_8_10_13_17_Complete_HGL_WW_AT-HP-00185.pdf | 2023-05-07T00:00:00.000Z | AT-HP-00185 | /temp/20140328105716/Baugleichheit_TERRA_SW_6-17.pdf | TERRA SW 10 | TERRA SW | 0 | 0 | 0 |  | 2012-05-20T00:00:00.000Z | Nein | Ja | Nein | --- | 0 | 145 | 5.14 | 7 | A+++ | 197 | 3.83 | 7 | 5.13 | 7 | 3.84 | 7 | 5.16 | 7 | 3.85 | 7 | /temp/20160208085742/810330_810331_Produktdatenblatt_TERRA_SW_6_Complete_Rev.0.pdf | A++ | 197 | 146 | 198 | 145 | 1 | 0 | 1
10232 | IDM TERRA SW 70 Max | /temp/20171024092110/logo.jpg | /temp/20231220131959/Leistungsdaten_TERRA_SW_55-280_Max_-_Rev.0.pdf | 347 | 485 | 167 | 1 | 1 | TERRA SW Max | 97.2 | 16.6 | 5.9 | Nein | Heizenergiezähler | mehrstufig | 0 | 63 | R-410A | 14.8 | Nein | 0 | 0 | 0 | 0 | 0 | 0 | 0 | 0 | 0 | 0 | 0 | 0 | 0 | 0 | 89.7 | 24.6 | 3.6 | 0 | /temp/20231214070607/AIT_Pruefbericht_TERRA_SW_55_Max_Sole_Wasser_inkl._schallpruefung.pdf | AIT Austrian Institute of Technology GmbH | 2.04.01197.1.0 | /temp/20240925112054/EHPA_TERRA_SW_55-280_Max_WW_AT-HP-00446_2027.pdf | 2027-09-29T00:00:00.000Z | AT-HP-00446 | /temp/20160421081604/Baugleichheit_TERRA_SW_55-140_Max.pdf | TERRA SW 55 Max | TERRA SW Max | 0 | 0 | 0 |  | 2014-12-15T00:00:00.000Z | Nein | Ja | Nein | --- | 0 | 185 | 6.09 | 97 | A+++ | 236 | 4.83 | 90 | 0 | 0 | 0 | 0 | 0 | 0 | 0 | 0 | /temp/20231214070541/810486_Produktdatenblatt_TERRA_SW_70_Max_de_-_Rev.4.pdf | A+++ | 0 | 0 | 0 | 0 | 1 | 0 | 1
26400 | IDM TERRA SW 70 Max H 2.0 |  | /temp/20231220133152/Leistungsdaten_TERRA_SW_50-180_Max_H_-_Rev.1.pdf | 347 | 485 | 167 | 1 | 1 | TERRA SW Max H | 97.1 | 16.9 | 5.8 | Nein | Heizenergiezähler | mehrstufig | 0 | 64 | R-134a | 16.4 | Nein | 0 | 0 | 0 | 0 | 0 | 0 | 0 | 0 | 0 | 0 | 0 | 0 | 0 | 0 | 94.1 | 25.9 | 3.6 | 0 | /temp/20231214094549/WW-249-21-01_Pruefzertifikat_WW_inkl_Schallmessung.pdf | Wärmepumpen-Testzentrum WPZ Buchs |  | /temp/20250109144241/EHPA_TERRA_SW_35-180_Max_H_WW_AT-HP-00713_2028.pdf | 2025-02-06T00:00:00.000Z | AT-HP-00713 | /temp/20211022060712/Baugleichheit_TERRA_SW_35_Max_H_TERRA_SW_70_Max_H.pdf |  |  | 0 | 0 | 0 |  | 0000-00-00 | Nein | Ja | Nein | --- | 0 | 182 | 6.35 | 97 | A+++ | 246 | 4.75 | 94 | 0 | 0 | 0 | 0 | 0 | 0 | 0 | 0 | /temp/20231214094518/810489_Produktdatenblatt_TERRA_SW_70_Max_H_de_-_Rev.4.pdf | A+++ | 0 | 0 | 0 | 0 | 1 | 0 | 1
9088 | IDM TERRA SW 8 (Complete HGL) | /temp/20171024092549/logo.jpg |  | 347 | 485 | 167 | 1 | 1 | TERRA SW | 9.6 | 1.6 | 5.9 | Nein | Heizenergiezähler | einstufig | 0 | 47 | R-410A | 1.6 | Nein | 0 | 0 | 0 | 0 | 0 | 0 | 0 | 0 | 0 | 0 | 0 | 0 | 0 | 0 | 8.9 | 2.6 | 3.4 | 0 | /temp/20140808080809/Terra_SW10_WW_2012_20.05.2012.pdf | AIT Austrian Institute of Technology GmbH | 2.04.01004.1.0 | /temp/20230721052806/EHPA_TERRA_SW_6_8_10_13_17_Complete_HGL_WW_AT-HP-00185_2026.pdf | 2026-05-07T00:00:00.000Z | AT-HP-00185 | /temp/20140328105903/Baugleichheit_TERRA_SW_6-17.pdf | TERRA SW 10 | TERRA SW | 0 | 0 | 0 | /temp/20160208092953/810332_810333_Produktdatenblatt_TERRA_SW_8_Rev0.pdf | 2012-05-20T00:00:00.000Z | Nein | Ja | Nein | --- | 0 | 153 | 5.61 | 10 | A+++ | 216 | 4.02 | 9 | 5.63 | 10 | 4.03 | 9 | 5.55 | 10 | 4.06 | 9 | /temp/20160208093023/810332_810333_Produktdatenblatt_TERRA_SW_8_Rev0.pdf | A+++ | 217 | 154 | 214 | 153 | 1 | 0 | 1
10233 | IDM TERRA SW 85 Max | /temp/20171024091925/logo.jpg | /temp/20231220132142/Leistungsdaten_TERRA_SW_55-280_Max_-_Rev.0.pdf | 347 | 485 | 167 | 1 | 1 | TERRA SW Max | 112.8 | 19.1 | 5.9 | Nein | Heizenergiezähler | mehrstufig | 0 | 64 | R-410A | 16.4 | Nein | 0 | 0 | 0 | 0 | 0 | 0 | 0 | 0 | 0 | 0 | 0 | 0 | 0 | 0 | 102.2 | 27.9 | 3.7 | 0 | /temp/20231214071940/AIT_Pruefbericht_TERRA_SW_55_Max_Sole_Wasser_inkl._schallpruefung.pdf | AIT Austrian Institute of Technology GmbH | 2.04.01197.1.0 | /temp/20240925112133/EHPA_TERRA_SW_55-280_Max_WW_AT-HP-00446_2027.pdf | 2027-09-29T00:00:00.000Z | AT-HP-00446 | /temp/20160421084039/Baugleichheit_TERRA_SW_55-140_Max.pdf | TERRA SW 55 Max | TERRA SW Max | 0 | 0 | 0 |  | 2014-12-15T00:00:00.000Z | Nein | Ja | Nein | --- | 0 | 196 | 6.21 | 113 | A+++ | 240 | 5.1 | 102 | 0 | 0 | 0 | 0 | 0 | 0 | 0 | 0 | /temp/20231214071904/Produktdatenblatt_TERRA_SW_85_Max_de_-_Rev.3.pdf | A+++ | 0 | 0 | 0 | 0 | 1 | 0 | 1
25350 | IDM TERRA SW 90 Max H | /temp/20210303130114/logo.jpg | /temp/20231220132619/Leistungsdaten_TERRA_SW_50-180_Max_H_-_Rev.1.pdf | 347 | 485 | 167 | 1 | 1 | TERRA SW Max H | 119.5 | 21.1 | 5.7 | Nein | Heizenergiezähler | mehrstufig | 0 | 65 | R-134a | 18 | Nein | 0 | 0 | 0 | 0 | 0 | 0 | 0 | 0 | 0 | 0 | 0 | 0 | 0 | 0 | 115.4 | 32.2 | 3.6 | 0 | /temp/20231214100229/WW-220-18-10_Zertifikat_V01_inkl_Schallmessung.pdf | Wärmepumpen-Testzentrum WPZ Buchs |  | /temp/20250109144312/EHPA_TERRA_SW_35-180_Max_H_WW_AT-HP-00713_2028.pdf | 2025-02-06T00:00:00.000Z | AT-HP-00713 |  |  |  | 0 | 0 | 0 |  | 0000-00-00 | Nein | Ja | Nein | --- | 0 | 180 | 6.22 | 119 | A+++ | 241 | 4.71 | 115 | 0 | 0 | 0 | 0 | 0 | 0 | 0 | 0 | /temp/20231214100203/Produktdatenblatt_TERRA_SW_90_Max_H_de_-_Rev.5.pdf | A+++ | 0 | 0 | 0 | 0 | 1 | 0 | 1
11751 | IDM TERRA SWM 3-13 |  |  | 347 | 485 | 167 | 1 | 1 | TERRA SWM | 8.7 | 1.3 | 6.8 | Nein | Heizenergiezähler | modulierend | 6 | 41 | R-410A | 3 | Nein | 0 | 0 | 0 | 0 | 0 | 0 | 0 | 0 | 0 | 0 | 0 | 0 | 0 | 0 | 7.5 | 2 | 3.8 | 0 | /temp/20180209082935/report_iDM_WW_T_3_13.pdf | AIT Austrian Institute of Technology GmbH |  | /temp/20240115093858/EHPA_TERRA_SWM_3-13_6-17_WW_AT-HP-00614_2027.pdf | 2027-01-17T00:00:00.000Z | AT-HP00614 | /temp/20180207134951/Baugleichheit_TERRA_SWM_3-13.pdf |  |  | 0 | 0 | 0 |  | 0000-00-00 | Ja | Ja | Ja | --- | 0 | 217 | 0 | 15 | A+++ | 313 | 0 | 14 | 0 | 0 | 0 | 0 | 0 | 0 | 0 | 0 | /temp/20240115093804/Produktdatenblatt_TERRA_SWM_3-13_de_-_Rev.2.pdf | A+++ | 0 | 0 | 0 | 0 | 1 | 0 | 1
12936 | IDM TERRA SWM 6-17 | /temp/20190225073807/logo.jpg |  | 347 | 485 | 167 | 1 | 1 | TERRA SWM | 15.2 | 2.4 | 6.5 | Ja | Heizenergiezähler | modulierend | 0 | 44 | R-410A | 3.8 | Nein | 0 | 0 | 0 | 0 | 0 | 0 | 0 | 0 | 0 | 0 | 0 | 0 | 0 | 0 | 13.6 | 3.5 | 3.9 | 0 | /temp/20190225073546/report_iDM_WW_T_3_13.pdf | AIT Austrian Institute of Technology GmbH |  | /temp/20240115094750/EHPA_TERRA_SWM_3-13_6-17_WW_AT-HP-00614_2027.pdf | 2027-01-17T00:00:00.000Z | AT-HP-00614 | /temp/20190225073855/Baugleichheit_TERRA_SWM_6-17.pdf | TERRA SWM 3-13 | TERRA SWM | 0 | 0 | 0 |  | 0000-00-00 | Nein | Ja | Ja | --- | 0 | 226 | 0 | 22 | A+++ | 311 | 0 | 26 | 0 | 0 | 0 | 0 | 0 | 0 | 0 | 0 | /temp/20240115094642/Produktdatenblatt_TERRA_SWM_6-17_de_-_Rev.3.pdf | A+++ | 0 | 0 | 0 | 0 | 1 | 0 | 1
11028 | Kermi GmbH x-change dynamic water 10 WW I | /temp/20180502081533/logo.jpg | /temp/20180502081546/TechnDatenblatt_x-change-dynamic_water_(pc)WWI.pdf | 347 | 684 | 369 | 1 | 0 | x-change dynamic water | 8.2 | 1.5 | 5.4 | Nein | Arbeitszahlrechner | modulierend | 0 | 43 | R-410A | 2.1 | Nein | 7 | 20 | 0 | 63 | 2.6 | 0 | 0 | 0 | 0 | 0 | 0 | 0 | 0 | 0 | 8.1 | 2.5 | 3.3 | 190 | /temp/20170726121506/water.pdf | Public Enterprise Brno Czech Republic | O-39-00500-17 | /temp/20200929120148/AT-HP-00582_WWI.pdf | 2023-07-12T00:00:00.000Z | AT-HP-00582 |  |  |  | 0 | 0 | 0 |  | 2017-04-21T00:00:00.000Z | Nein | Ja | Nein | --- | 0 | 178.7 | 6.89 | 10.03 | A+++ | 267.8 | 4.67 | 10.15 | 7.14 | 10.03 | 4.62 | 10.15 | 6.9 | 10.03 | 0 | 0 | /temp/20200929120124/Energy_Label_Produktdatenblatt_WW_I.pdf | A+++ | 280 | 0 | 268.2 | 176.6 | 1 | 0 | 1
11029 | Kermi GmbH x-change dynamic water 15 WW I | /temp/20180502081631/logo.jpg | /temp/20180502081639/TechnDatenblatt_x-change-dynamic_water_(pc)WWI.pdf | 347 | 684 | 369 | 1 | 0 | x-change dynamic water | 11.5 | 2.1 | 5.5 | Nein | Arbeitszahlrechner | modulierend | 0 | 44 | R-410A | 2.4 | Nein | 7 | 20 | 0 | 63 | 3.9 | 0 | 0 | 0 | 0 | 0 | 0 | 0 | 0 | 0 | 11.7 | 3.6 | 3.3 | 195 | /temp/20170726121815/water.pdf | Public Enterprise Brno Czech Republic | O-39-00500-17 | /temp/20200929120833/AT-HP-00582_WWI.pdf | 2023-07-12T00:00:00.000Z | AT-HP-00582 |  |  |  | 0 | 0 | 0 |  | 2017-04-21T00:00:00.000Z | Nein | Ja | Nein | --- | 0 | 181.6 | 6.85 | 15 | A+++ | 266.1 | 4.74 | 15.32 | 7.21 | 15 | 4.71 | 15.32 | 6.94 | 15 | 0 | 0 | /temp/20200929120814/Energy_Label_Produktdatenblatt_WW_I.pdf | A+++ | 280.6 | 0 | 269.4 | 180.6 | 1 | 0 | 1
11030 | Kermi GmbH x-change dynamic water 20 WW I | /temp/20180502081650/logo.jpg | /temp/20180502081658/TechnDatenblatt_x-change-dynamic_water_(pc)WWI.pdf | 347 | 684 | 369 | 1 | 0 | x-change dynamic water | 15.9 | 2.9 | 5.4 | Nein | Arbeitszahlrechner | modulierend | 0 | 46 | R-410A | 2.9 | Nein | 7 | 20 | 0 | 63 | 5.2 | 0 | 0 | 0 | 0 | 0 | 0 | 0 | 0 | 0 | 16.1 | 4.9 | 3.3 | 200 | /temp/20170726122022/water.pdf | Public Enterprise Brno Czech Republic | O-39-00500-17 | /temp/20200929120954/AT-HP-00582_WWI.pdf | 2023-07-12T00:00:00.000Z | AT-HP-00582 |  |  |  | 0 | 0 | 0 |  | 2017-04-21T00:00:00.000Z | Nein | Ja | Nein | --- | 0 | 181.1 | 6.81 | 20.33 | A+++ | 264.4 | 4.73 | 20.05 | 7.09 | 20.33 | 4.69 | 20.05 | 6.93 | 20.33 | 0 | 0 | /temp/20200929120936/Energy_Label_Produktdatenblatt_WW_I.pdf | A+++ | 278 | 0 | 269.1 | 179.8 | 1 | 0 | 1
11035 | Kermi GmbH x-change dynamic water pc 10 WW I | /temp/20180502081714/logo.jpg | /temp/20180502081725/TechnDatenblatt_x-change-dynamic_water_(pc)WWI.pdf | 347 | 684 | 369 | 1 | 0 | x-change dynamic water | 8.2 | 1.5 | 5.4 | Nein | Arbeitszahlrechner | modulierend | 0 | 43 | R-410A | 2.1 | Nein | 7 | 20 | 0 | 63 | 2.6 | 0 | 0 | 0 | 0 | 0 | 0 | 0 | 0 | 0 | 8.1 | 2.5 | 3.3 | 190 | /temp/20170524132219/water.pdf | Public Enterprise Brno Czech Republic | O-39-00500-17 | /temp/20200929121044/AT-HP-00582_WWI.pdf | 2023-07-12T00:00:00.000Z | AT-HP-00582 |  |  |  | 0 | 0 | 0 |  | 2017-04-21T00:00:00.000Z | Ja | Ja | Nein | --- | 0 | 178.7 | 6.89 | 10.03 | A+++ | 267.8 | 4.67 | 10.15 | 7.14 | 10.03 | 4.62 | 10.15 | 6.9 | 10.03 | 0 | 0 | /temp/20200929121023/Energy_Label_Produktdatenblatt_WW_I.pdf | A+++ | 280 | 0 | 268.2 | 176.6 | 1 | 0 | 1
11036 | Kermi GmbH x-change dynamic water pc 15 WW I | /temp/20180502081742/logo.jpg | /temp/20180502081750/TechnDatenblatt_x-change-dynamic_water_(pc)WWI.pdf | 347 | 684 | 369 | 1 | 0 | x-change dynamic water | 11.5 | 2.1 | 5.5 | Nein | Arbeitszahlrechner | modulierend | 0 | 44 | R-410A | 2.4 | Nein | 7 | 20 | 0 | 63 | 3.9 | 0 | 0 | 0 | 0 | 0 | 0 | 0 | 0 | 0 | 11.7 | 3.6 | 3.3 | 205 | /temp/20170524132732/water.pdf | Public Enterprise Brno Czech Republic | O-39-00500-17 | /temp/20200929121145/AT-HP-00582_WWI.pdf | 2023-07-12T00:00:00.000Z | AT-HP-00582 |  |  |  | 0 | 0 | 0 |  | 2017-04-21T00:00:00.000Z | Ja | Ja | Nein | --- | 0 | 181.6 | 6.85 | 15 | A+++ | 266.1 | 4.74 | 15.32 | 7.21 | 15 | 4.71 | 15.32 | 6.94 | 15 | 0 | 0 | /temp/20200929121120/Energy_Label_Produktdatenblatt_WW_I.pdf | A+++ | 280.6 | 0 | 269.4 | 180.6 | 1 | 0 | 1
11038 | Kermi GmbH x-change dynamic water pc 20 WW I | /temp/20180502081807/logo.jpg | /temp/20180502081814/TechnDatenblatt_x-change-dynamic_water_(pc)WWI.pdf | 347 | 684 | 369 | 1 | 0 | x-change dynamic water | 15.9 | 2.9 | 5.4 | Nein | Arbeitszahlrechner | modulierend | 0 | 46 | R-410A | 2.9 | Nein | 7 | 20 | 0 | 63 | 5.2 | 0 | 0 | 0 | 0 | 0 | 0 | 0 | 0 | 0 | 16.1 | 4.9 | 3.3 | 210 | /temp/20170524133648/water.pdf | Public Enterprise Brno Czech Republic | O-39-00500-17 | /temp/20200929121238/AT-HP-00582_WWI.pdf | 2023-07-12T00:00:00.000Z | AT-HP-00582 |  |  |  | 0 | 0 | 0 |  | 2017-04-21T00:00:00.000Z | Ja | Ja | Nein | --- | 0 | 181.1 | 6.81 | 20.33 | A+++ | 264.4 | 4.73 | 20.05 | 7.09 | 20.33 | 4.69 | 20.05 | 6.93 | 20.33 | 0 | 0 | /temp/20200929121219/Energy_Label_Produktdatenblatt_WW_I.pdf | A+++ | 278 | 0 | 269.1 | 179.8 | 1 | 0 | 1
3481 | KNV Topline 1145 - 05 GZ | /temp/20120801125557/logo.jpg | /temp/20140627114047/KNV_Topline_1145-1245_SW_2014_V2.pdf | 347 | 497 | 374 | 1 | 0 | Topline | 6.5 | 1.2 | 5.6 | Nein | Heizenergiezähler | einstufig | 9 | 43 | R-407C | 1.2 | Nein | 0 | 0 | 0 | 0 | 0 | 6.9 | 1.4 | 4.8 | 5.9 | 1.3 | 4.3 | 6.2 | 1.6 | 3.9 | 5.2 | 1.4 | 3.6 | 0 | /temp/20140627114130/Bafa_Bestaetigung_KNV_F1145_neu.pdf | AIT Austrian Institute of Technology GmbH |  | /temp/20190124113300/EHPA_1145_1245_AT-HP-00702_WWg.pdf | 2020-07-05T00:00:00.000Z | AT-HP-00702 | /temp/20140627114143/Bestaetigung_Baugleichheit_2013_03_AR-M236_20130325_113019.pdf |  |  | 0 | 0 | 0 |  | 2014-06-25T00:00:00.000Z | Nein | Ja | Ja | XXL | 101 | 128 | 4.4 | 6 | A++ | 172 | 3.3 | 5 | 0 | 6 | 0 | 5 | 0 | 6 | 0 | 5 | /temp/20160202093738/3_product_fiche_F1145_05_GW_300_200.pdf | A++ | 177 | 133 | 171 | 127 | 1 | 0 | 0
3482 | KNV Topline 1145 - 06 GZ | /temp/20120801125644/logo.jpg | /temp/20140627114804/KNV_Topline_1145-1245_SW_2014_V2.pdf | 347 | 497 | 374 | 1 | 0 | Topline | 7.7 | 1.4 | 5.6 | Nein | Heizenergiezähler | einstufig | 9 | 43 | R-407C | 1.8 | Nein | 0 | 0 | 0 | 0 | 0 | 8.7 | 1.7 | 5 | 7.5 | 1.6 | 4.5 | 8.1 | 1.9 | 4.2 | 6.9 | 1.8 | 3.8 | 0 | /temp/20140627114816/Bafa_Bestaetigung_KNV_F1145_neu.pdf | AIT Austrian Institute of Technology GmbH |  | /temp/20190124113203/EHPA_1145_1245_AT-HP-00702_WWg.pdf | 2020-07-05T00:00:00.000Z | AT-HP-00702 | /temp/20140627114836/Bestaetigung_Baugleichheit_2013_03_AR-M236_20130325_113019.pdf |  |  | 0 | 0 | 0 |  | 2014-06-25T00:00:00.000Z | Nein | Ja | Ja | XXL | 106 | 137 | 4.7 | 7 | A++ | 184 | 3.5 | 6 | 0 | 7 | 0 | 6 | 0 | 7 | 0 | 6 | /temp/20160202094234/3_product_fiche_F1145_06_GW_300_200.pdf | A++ | 190 | 141 | 182 | 135 | 1 | 0 | 0
3480 | KNV Topline 1145 - 08 GZ | /temp/20120801130138/logo.jpg | /temp/20140627115534/KNV_Topline_1145-1245_SW_2014_V2.pdf | 347 | 497 | 374 | 1 | 0 | Topline | 10.9 | 1.9 | 5.9 | Nein | Heizenergiezähler | einstufig | 9 | 45 | R-407C | 1.8 | Nein | 0 | 0 | 0 | 0 | 0 | 11.6 | 2.2 | 5.3 | 10 | 2.1 | 4.7 | 10.9 | 2.4 | 4.5 | 9.3 | 2.3 | 4 | 0 | /temp/20140627115538/Bafa_Bestaetigung_KNV_F1145_neu.pdf | AIT Austrian Institute of Technology GmbH |  | /temp/20190124113132/EHPA_1145_1245_AT-HP-00702_WWg.pdf | 2020-07-05T00:00:00.000Z | AT-HP-00702 | /temp/20140627115559/Bestaetigung_Baugleichheit_2013_03_AR-M236_20130325_113019.pdf |  |  | 0 | 0 | 0 |  | 2014-06-25T00:00:00.000Z | Nein | Ja | Ja | XXL | 108 | 141 | 4.8 | 9 | A++ | 188 | 3.6 | 8 | 0 | 9 | 0 | 8 | 0 | 9 | 0 | 8 | /temp/20160202094400/3_product_fiche_F1145_08_GW_300_200.pdf | A++ | 194 | 145 | 187 | 141 | 1 | 0 | 0
3483 | KNV Topline 1145 - 10 GZ | /temp/20120801130347/logo.jpg | /temp/20140627115859/KNV_Topline_1145-1245_SW_2014_V2.pdf | 347 | 497 | 374 | 1 | 0 | Topline | 12.8 | 2.2 | 5.9 | Nein | Heizenergiezähler | einstufig | 9 | 45 | R-407C | 2.1 | Nein | 0 | 0 | 0 | 0 | 0 | 13.5 | 2.7 | 5 | 11.8 | 2.5 | 4.6 | 12.6 | 3 | 4.2 | 10.9 | 2.8 | 3.9 | 0 | /temp/20140627115906/Bafa_Bestaetigung_KNV_F1145_neu.pdf | AIT Austrian Institute of Technology GmbH |  | /temp/20190124112631/EHPA_1145_1245_AT-HP-00702_WWg.pdf | 2020-07-05T00:00:00.000Z | AT-HP-00702 | /temp/20140627115920/Bafa_Bestaetigung_KNV_F1145_neu.pdf |  |  | 0 | 0 | 0 |  | 2014-06-25T00:00:00.000Z | Nein | Ja | Ja | XXL | 111 | 147 | 4.9 | 12 | A++ | 194 | 3.8 | 10 | 0 | 12 | 0 | 10 | 0 | 12 | 0 | 10 | /temp/20160202094539/3_product_fiche_F1145_10_GW_300_200.pdf | A++ | 200 | 151 | 194 | 146 | 1 | 0 | 0
3484 | KNV Topline 1145 - 12 GZ | /temp/20120801130917/logo.jpg | /temp/20140627120236/KNV_Topline_1145-1245_SW_2014_V2.pdf | 347 | 497 | 374 | 1 | 0 | Topline | 15.5 | 2.8 | 5.6 | Nein | Heizenergiezähler | einstufig | 9 | 45 | R-407C | 2 | Nein | 0 | 0 | 0 | 0 | 0 | 17 | 3.4 | 5 | 15.1 | 3.3 | 4.5 | 16.8 | 3.9 | 4.3 | 14.8 | 3.9 | 3.8 | 0 | /temp/20140627120241/Bafa_Bestaetigung_KNV_F1145_neu.pdf | AIT Austrian Institute of Technology GmbH |  | /temp/20190124112707/EHPA_1145_1245_AT-HP-00702_WWg.pdf | 2020-07-05T00:00:00.000Z | AT-HP-00702 | /temp/20140627120259/Bestaetigung_Baugleichheit_2013_03_AR-M236_20130325_113019.pdf |  |  | 0 | 0 | 0 |  | 2014-06-25T00:00:00.000Z | Nein | Ja | Ja | XXL | 102 | 141 | 4.7 | 14 | A++ | 183 | 3.6 | 14 | 0 | 14 | 0 | 14 | 0 | 14 | 0 | 14 | /temp/20160202094737/3_product_fiche_F1145_12_GW_300_200.pdf | A++ | 189 | 145 | 181 | 138 | 1 | 0 | 0
3485 | KNV Topline 1145 - 15 GZ | /temp/20120801130753/logo.jpg | /temp/20140627120610/KNV_Topline_1145-1245_SW_2014_V2.pdf | 347 | 497 | 374 | 1 | 0 | Topline | 20.1 | 3.6 | 5.5 | Nein | Heizenergiezähler | einstufig | 9 | 43 | R-407C | 1.8 | Nein | 0 | 0 | 0 | 0 | 0 | 22 | 4.5 | 4.9 | 19.8 | 4.5 | 4.4 | 24.6 | 5.3 | 4.1 | 19.4 | 5.3 | 3.7 | 0 | /temp/20140627120613/Bafa_Bestaetigung_KNV_F1145_neu.pdf | AIT Austrian Institute of Technology GmbH |  | /temp/20190124113107/EHPA_1145_1245_AT-HP-00702_WWg.pdf | 2020-07-05T00:00:00.000Z | AT-HP-00702 | /temp/20140627120624/Bestaetigung_Baugleichheit_2013_03_AR-M236_20130325_113019.pdf |  |  | 0 | 0 | 0 |  | 2014-06-25T00:00:00.000Z | Nein | Ja | Ja | XXL | 94 | 138 | 4.5 | 18 | A++ | 175 | 3.5 | 18 | 0 | 18 | 0 | 18 | 0 | 18 | 0 | 18 | /temp/20160202095349/3_product_fiche_F1145_15_GW_300_200.pdf | A++ | 180 | 141 | 172 | 137 | 1 | 0 | 0
3486 | KNV Topline 1145 - 17 GZ | /temp/20120801131002/logo.jpg | /temp/20140627120953/KNV_Topline_1145-1245_SW_2014_V2.pdf | 347 | 497 | 374 | 1 | 0 | Topline | 21.9 | 4.8 | 4.5 | Nein | Heizenergiezähler | einstufig | 9 | 43 | R-407C | 1.8 | Nein | 0 | 0 | 0 | 0 | 0 | 23.8 | 5.9 | 4 | 21.3 | 5.5 | 3.9 | 23.3 | 6.3 | 3.7 | 20.8 | 5.9 | 3.5 | 0 | /temp/20140627120957/Bafa_Bestaetigung_KNV_F1145_neu.pdf | AIT Austrian Institute of Technology GmbH |  | /temp/20190124113232/EHPA_1145_1245_AT-HP-00702_WWg.pdf | 2020-07-05T00:00:00.000Z | AT-HP-00702 | /temp/20140627121009/Bestaetigung_Baugleichheit_2013_03_AR-M236_20130325_113019.pdf |  |  | 0 | 0 | 0 |  | 2014-06-25T00:00:00.000Z | Nein | Ja | Ja | XXL | 96 | 137 | 4.2 | 20 | A++ | 166 | 3.5 | 20 | 0 | 20 | 0 | 20 | 0 | 20 | 0 | 20 | /temp/20160202095735/3_product_fiche_F1145_17_GW_300_200.pdf | A++ | 171 | 140 | 164 | 136 | 1 | 0 | 0
9172 | KNV Topline 1245 - 05 GZ | /temp/20160202103151/logo.png | /temp/20140630091239/KNV_Topline_1145-1245_SW_2014_V2.pdf | 347 | 497 | 374 | 1 | 0 | Topline | 6.5 | 1.2 | 5.6 | Nein | Heizenergiezähler | einstufig | 9 | 43 | R-407C | 1.2 | Ja | 0 | 0 | 0 | 0 | 0 | 6.9 | 1.4 | 4.8 | 5.9 | 1.3 | 4.3 | 6.2 | 1.6 | 3.9 | 5.2 | 1.4 | 3.6 | 0 | /temp/20140630091352/Bafa_Bestaetigung_KNV_F1145_neu.pdf | AIT Austrian Institute of Technology GmbH |  | /temp/20190124112815/EHPA_1145_1245_AT-HP-00702_WWg.pdf | 2020-07-05T00:00:00.000Z | AT-HP-00702 | /temp/20140630091405/Bestaetigung_Baugleichheit_2013_03_AR-M236_20130325_113019.pdf |  |  | 0 | 0 | 0 |  | 2014-06-25T00:00:00.000Z | Nein | Ja | Ja | XL | 100 | 128 | 4.4 | 6 | A++ | 172 | 3.3 | 5 | 0 | 6 | 0 | 5 | 0 | 6 | 0 | 5 | /temp/20160202103542/3_product_fiche_F1245_05.pdf | A++ | 177 | 133 | 171 | 127 | 1 | 0 | 0
9173 | KNV Topline 1245 - 06 GZ | /temp/20140630091509/logo.jpg | /temp/20140630091643/KNV_Topline_1145-1245_SW_2014_V2.pdf | 347 | 497 | 374 | 1 | 0 | Topline | 7.7 | 1.4 | 5.5 | Nein | Heizenergiezähler | einstufig | 9 | 43 | R-407C | 1.5 | Ja | 0 | 0 | 0 | 0 | 0 | 8.7 | 1.7 | 5 | 7.5 | 1.6 | 4.5 | 8.1 | 1.9 | 4.2 | 6.9 | 1.8 | 3.8 | 0 | /temp/20140630091708/Bafa_Bestaetigung_KNV_F1145_neu.pdf | AIT Austrian Institute of Technology GmbH |  | /temp/20190124112848/EHPA_1145_1245_AT-HP-00702_WWg.pdf | 2020-07-05T00:00:00.000Z | AT-HP-00702 | /temp/20140630091719/Bestaetigung_Baugleichheit_2013_03_AR-M236_20130325_113019.pdf |  |  | 0 | 0 | 0 |  | 2014-06-25T00:00:00.000Z | Nein | Ja | Ja | XL | 98 | 137 | 4.7 | 7 | A++ | 184 | 3.5 | 6 | 0 | 7 | 0 | 6 | 0 | 7 | 0 | 6 | /temp/20160202103756/3_product_fiche_F1245_06.pdf | A++ | 190 | 141 | 182 | 136 | 1 | 0 | 0
9174 | KNV Topline 1245 - 08 GZ | /temp/20140630094204/logo.jpg | /temp/20140630094424/KNV_Topline_1145-1245_SW_2014_V2.pdf | 347 | 497 | 374 | 1 | 0 | Topline | 10.9 | 1.9 | 5.9 | Nein | Heizenergiezähler | einstufig | 9 | 45 | R-407C | 1.8 | Ja | 0 | 0 | 0 | 0 | 0 | 11.6 | 2.2 | 5.3 | 10 | 2.1 | 4.7 | 10.9 | 2.4 | 4.5 | 9.3 | 2.3 | 4 | 0 | /temp/20140630094446/Bafa_Bestaetigung_KNV_F1145_neu.pdf | AIT Austrian Institute of Technology GmbH |  | /temp/20190124112928/EHPA_1145_1245_AT-HP-00702_WWg.pdf | 2020-07-05T00:00:00.000Z | AT-HP-00702 | /temp/20140630094453/Bestaetigung_Baugleichheit_2013_03_AR-M236_20130325_113019.pdf |  |  | 0 | 0 | 0 |  | 2014-06-25T00:00:00.000Z | Nein | Ja | Ja | XL | 100 | 141 | 4.8 | 9 | A++ | 188 | 3.6 | 8 | 0 | 9 | 0 | 8 | 0 | 9 | 0 | 8 | /temp/20160202104000/3_product_fiche_F1245_08.pdf | A++ | 194 | 145 | 187 | 141 | 1 | 0 | 0
9175 | KNV Topline 1245 - 10 GZ | /temp/20140630094653/logo.jpg | /temp/20140630094811/KNV_Topline_1145-1245_SW_2014_V2.pdf | 347 | 497 | 374 | 1 | 0 | Topline | 12.8 | 2.2 | 5.9 | Nein | Heizenergiezähler | einstufig | 9 | 45 | R-407C | 2.1 | Ja | 0 | 0 | 0 | 0 | 0 | 13.5 | 2.7 | 5 | 11.8 | 2.5 | 4.6 | 12.6 | 3 | 4.2 | 10.9 | 2.8 | 3.9 | 0 | /temp/20140630094830/Bafa_Bestaetigung_KNV_F1145_neu.pdf | AIT Austrian Institute of Technology GmbH |  | /temp/20190124113002/EHPA_1145_1245_AT-HP-00702_WWg.pdf | 2020-07-05T00:00:00.000Z | AT-HP-00702 | /temp/20140630094839/Bestaetigung_Baugleichheit_2013_03_AR-M236_20130325_113019.pdf |  |  | 0 | 0 | 0 |  | 2014-06-25T00:00:00.000Z | Nein | Ja | Ja | XL | 96 | 147 | 4.9 | 12 | A++ | 194 | 3.8 | 10 | 0 | 12 | 0 | 10 | 0 | 12 | 0 | 10 | /temp/20160202104134/3_product_fiche_F1245_10.pdf | A++ | 200 | 151 | 194 | 147 | 1 | 0 | 0
9176 | KNV Topline 1245 - 12 GZ | /temp/20140630094918/logo.jpg | /temp/20140630095342/KNV_Topline_1145-1245_SW_2014_V2.pdf | 347 | 497 | 374 | 1 | 0 | Topline | 15.5 | 2.8 | 5.6 | Nein | Heizenergiezähler | einstufig | 9 | 45 | R-407C | 2 | Ja | 0 | 0 | 0 | 0 | 0 | 17 | 3.4 | 5 | 15.1 | 3.3 | 4.5 | 16.8 | 3.9 | 4.3 | 14.8 | 3.9 | 3.8 | 0 | /temp/20140630095404/Bafa_Bestaetigung_KNV_F1145_neu.pdf | AIT Austrian Institute of Technology GmbH |  | /temp/20190124113034/EHPA_1145_1245_AT-HP-00702_WWg.pdf | 2020-07-05T00:00:00.000Z | AT-HP-00702 | /temp/20140630095413/Bestaetigung_Baugleichheit_2013_03_AR-M236_20130325_113019.pdf |  |  | 0 | 0 | 0 |  | 2014-06-25T00:00:00.000Z | Nein | Ja | Ja | XL | 96 | 141 | 4.7 | 14 | A++ | 183 | 3.6 | 14 | 0 | 14 | 0 | 14 | 0 | 14 | 0 | 14 | /temp/20160202104337/3_product_fiche_F1245_12.pdf | A++ | 189 | 145 | 181 | 138 | 1 | 0 | 0
10371 | KNV Topline 1345 - 24 G | /temp/20160602105727/logo.png | /temp/20160602144615/KNV_Topline_1345-2.0_sw_2015-v4a-k.pdf | 347 | 497 | 374 | 1 | 1 | Topline | 30 | 5.3 | 5.7 | Nein | Heizenergiezähler | einstufig | 0 | 47 | R-407C | 4 | Nein | 0 | 0 | 0 | 0 | 0 | 0 | 0 | 0 | 0 | 0 | 0 | 0 | 0 | 0 | 28.5 | 7.4 | 3.9 | 0 | /temp/20160602110043/BAFA_Bestaetigung_F_1345_201603181300.pdf | AIT Austrian Institute of Technology GmbH |  | /temp/20220915125420/EHPA_1345_WW_AT-HP-00198_2025g.pdf | 2025-02-17T00:00:00.000Z | AT-HP-00198 |  |  |  | 0 | 0 | 0 |  | 2016-03-18T00:00:00.000Z | Ja | Ja | Ja | XXL | 0 | 143 | 4.8 | 28 | A+++ | 185 | 3.8 | 28 | 0 | 28 | 0 | 0 | 0 | 0 | 0 | 28 | /temp/20160610083442/Product-Label_Product-Fiche_KNV_Topline-1345-24.pdf | A++ | 193 | 150 | 0 | 0 | 1 | 0 | 0
10372 | KNV Topline 1345 - 30 GZ | /temp/20160602110210/logo.png | /temp/20160602144645/KNV_Topline_1345-2.0_sw_2015-v4a-k.pdf | 347 | 497 | 374 | 1 | 1 | Topline | 40 | 7.2 | 5.5 | Nein | Heizenergiezähler | einstufig | 0 | 47 | R-407C | 4 | Nein | 0 | 0 | 0 | 0 | 0 | 0 | 0 | 0 | 0 | 0 | 0 | 0 | 0 | 0 | 38.2 | 10.4 | 3.7 | 0 | /temp/20160602110458/BAFA_Bestaetigung_F_1345_201603181300.pdf | AIT Austrian Institute of Technology GmbH |  | /temp/20220915125509/EHPA_1345_WW_AT-HP-00198_2025g.pdf | 2025-02-17T00:00:00.000Z | AT-HP-00198 |  |  |  | 0 | 0 | 0 |  | 2016-03-18T00:00:00.000Z | Ja | Ja | Ja | XXL | 0 | 137 | 4.7 | 35 | A+++ | 178 | 3.6 | 35 | 0 | 35 | 0 | 0 | 0 | 0 | 0 | 35 | /temp/20160610083455/Product-Label_Product-Fiche_KNV_Topline-1345-30.pdf | A++ | 186 | 144 | 0 | 0 | 1 | 0 | 0
10373 | KNV Topline 1345 - 40 GZ | /temp/20160602111332/logo.png | /temp/20160602144709/KNV_Topline_1345-2.0_sw_2015-v4a-k.pdf | 347 | 497 | 374 | 1 | 1 | Topline | 51.7 | 9.8 | 5.3 | Nein | Heizenergiezähler | einstufig | 0 | 47 | R-407C | 3.4 | Nein | 0 | 0 | 0 | 0 | 0 | 0 | 0 | 0 | 0 | 0 | 0 | 0 | 0 | 0 | 49.9 | 13.8 | 3.6 | 0 | /temp/20160602112339/BAFA_Bestaetigung_F_1345_201603181300.pdf | AIT Austrian Institute of Technology GmbH |  | /temp/20220915125549/EHPA_1345_WW_AT-HP-00198_2025g.pdf | 2025-02-17T00:00:00.000Z | AT-HP-00198 |  |  |  | 0 | 0 | 0 |  | 2016-03-18T00:00:00.000Z | Ja | Ja | Ja | XXL | 0 | 143 | 4.8 | 46 | A+++ | 182 | 3.8 | 46 | 0 | 46 | 0 | 0 | 0 | 0 | 0 | 46 | /temp/20160610083515/Product-Label_Product-Fiche_KNV_Topline-1345-40.pdf | A++ | 190 | 149 | 0 | 0 | 1 | 0 | 0
10374 | KNV Topline 1345 - 60 GZ | /temp/20160602113120/logo.png | /temp/20160602144736/KNV_Topline_1345-2.0_sw_2015-v4a-k.pdf | 347 | 497 | 374 | 1 | 1 | Topline | 78.3 | 15.1 | 5.2 | Nein | Heizenergiezähler | einstufig | 0 | 47 | R-410A | 3.4 | Nein | 0 | 0 | 0 | 0 | 0 | 0 | 0 | 0 | 0 | 0 | 0 | 0 | 0 | 0 | 70.1 | 20.1 | 3.5 | 0 | /temp/20160602113257/BAFA_Bestaetigung_F_1345_201603181300.pdf | AIT Austrian Institute of Technology GmbH |  | /temp/20220915125628/EHPA_1345_WW_AT-HP-00198_2025g.pdf | 2025-02-17T00:00:00.000Z | AT-HP-00198 |  |  |  | 0 | 0 | 0 |  | 2016-03-18T00:00:00.000Z | Ja | Ja | Ja | XXL | 0 | 138 | 4.6 | 67 | A+++ | 176 | 3.7 | 67 | 0 | 67 | 0 | 0 | 0 | 0 | 0 | 67 | /temp/20160610083530/Product-Label_Product-Fiche_KNV_Topline-1345-60.pdf | A++ | 181 | 142 | 0 | 0 | 1 | 0 | 0
25535 | KNV Topline F1355-28 W/W | /temp/20210322161238/logo.png |  | 347 | 497 | 374 | 1 | 1 | Topline | 26.7 | 4.8 | 5.6 | Nein | Heizenergiezähler | modulierend | 0 | 47 | R-407C | 4.2 | Nein | 0 | 0 | 0 | 0 | 0 | 0 | 0 | 0 | 0 | 0 | 0 | 0 | 0 | 0 | 25.2 | 6.4 | 4 | 0 | /temp/20210322162141/Keymark_Topline_WW_F1355_28.pdf | Research Institutes of Sweden (RISE) |  | /temp/20240612144456/EHPA_F1355_WW_AT-HP-00598_2026g.pdf | 2026-10-24T00:00:00.000Z | AT-HP-00598 |  |  |  | 0 | 0 | 0 |  | 2017-10-06T00:00:00.000Z | Nein | Ja | Nein | --- | 0 | 188 | 6.15 | 35 | A+++ | 243 | 4.79 | 35 | 0 | 35 | 0 | 35 | 0 | 35 | 0 | 35 | /temp/20210322162036/01_Technisches_Datenblatt_WW_F1355_28.pdf | A+++ | 252 | 197 | 249 | 194 | 1 | 0 | 1 | /temp/20210322161955/5_product_Label_WW_F1355_28.pdf
25536 | KNV Topline F1355-43 W/W | /temp/20210322162547/logo.jpg |  | 347 | 497 | 374 | 1 | 1 | Topline | 40.4 | 7.3 | 5.5 | Nein | --- | modulierend | 0 | 47 | R-410A | 3.8 | Nein | 0 | 0 | 0 | 0 | 0 | 0 | 0 | 0 | 0 | 0 | 0 | 0 | 0 | 0 | 37.2 | 9.8 | 3.8 | 0 | /temp/20210322163528/Keymark_WW_F1355_43.pdf | Research Institutes of Sweden (RISE) |  | /temp/20240612144559/EHPA_F1355_WW_AT-HP-00598_2026g.pdf | 2026-10-24T00:00:00.000Z | AT-HP-00598 |  |  |  | 0 | 0 | 0 |  | 2020-02-12T00:00:00.000Z | Nein | Ja | Nein | --- | 0 | 194 | 6.3 | 58 | A+++ | 244 | 5.05 | 52 | 0 | 58 | 0 | 52 | 0 | 58 | 0 | 52 | /temp/20210322163431/01_Technisches_Datenblatt_WW_F1355_43.pdf | A+++ | 252 | 204 | 248 | 196 | 1 | 0 | 1 | /temp/20210322163358/5_product_Label_WW_F1355_43.pdf
14291 | KNV Topline S1155-06 W/W | /temp/20200828092411/logo.jpg |  | 347 | 497 | 374 | 1 | 1 | Topline | 4.3 | 0.7 | 6 | Nein | Heizenergiezähler | modulierend | 6 | 42 | R-407C | 1.2 | Nein | 0 | 0 | 0 | 0 | 0.8 | 0 | 0 | 0 | 0 | 0 | 0 | 0 | 0 | 0 | 3.8 | 1 | 3.8 | 0 | /temp/20210204130505/Keymark_WW_S1155_06.pdf | Research Institutes of Sweden (RISE) |  | /temp/20240904112805/EHPA_S1x55_AT-HP-00346_2027g.pdf | 2027-01-14T00:00:00.000Z | AT-HP-00346 |  |  |  | 0 | 0 | 0 |  | 2019-10-05T00:00:00.000Z | Nein | Ja | Nein | --- | 0 | 214 | 7 | 7 | A+++ | 270 | 5.6 | 7 | 0 | 7 | 0 | 7 | 0 | 7 | 0 | 7 | /temp/20211213125040/00_Technisches_Datenblatt_WW_S1155_06.pdf | A+++ | 282 | 222 | 269 | 213 | 1 | 0 | 1 | /temp/20211213125003/5_product_Label_WW_S1155_06.pdf
14292 | KNV Topline S1155-12 W/W | /temp/20200828092937/logo.jpg |  | 347 | 497 | 374 | 1 | 1 | Topline | 6.3 | 1 | 6.1 | Nein | Heizenergiezähler | modulierend | 9 | 44 | R-407C | 2 | Nein | 0 | 0 | 0 | 0 | 1.5 | 0 | 0 | 0 | 0 | 0 | 0 | 0 | 0 | 0 | 5.8 | 1.5 | 3.8 | 0 | /temp/20210204131146/Keymark_WW_S1155_12.pdf | Research Institutes of Sweden (RISE) |  | /temp/20240904112902/EHPA_S1x55_AT-HP-00346_2027g.pdf | 2027-01-14T00:00:00.000Z | AT-HP-00346 |  |  |  | 0 | 0 | 0 |  | 2019-08-05T00:00:00.000Z | Nein | Ja | Nein | --- | 0 | 197 | 6.5 | 14 | A+++ | 253 | 5.1 | 14 | 0 | 14 | 0 | 14 | 0 | 14 | 0 | 14 | /temp/20211213125238/00_Technisches_Datenblatt_WW_S1155_12.pdf | A+++ | 263 | 204 | 257 | 199 | 1 | 0 | 1 | /temp/20211213125232/5_product_Label_WW_S1155_12.pdf
14293 | KNV Topline S1155-16 W/W | /temp/20200828094306/logo.jpg |  | 347 | 497 | 374 | 1 | 1 | Topline | 11.2 | 1.8 | 6.1 | Nein | Heizenergiezähler | modulierend | 9 | 42 | R-407C | 2.2 | Nein | 0 | 0 | 0 | 0 | 0 | 0 | 0 | 0 | 0 | 0 | 0 | 0 | 0 | 0 | 10.9 | 2.8 | 3.9 | 0 | /temp/20210204132050/Keymark_WW_S1155_16.pdf | Research Institutes of Sweden (RISE) |  | /temp/20240904112955/EHPA_S1x55_AT-HP-00346_2027g.pdf | 2027-01-14T00:00:00.000Z | AT-HP-00346 |  |  |  | 0 | 0 | 0 |  | 2019-08-05T00:00:00.000Z | Nein | Ja | Nein | --- | 0 | 202 | 6.5 | 19 | A+++ | 265 | 5 | 19 | 0 | 19 | 0 | 19 | 0 | 19 | 0 | 19 | /temp/20211213125353/00_Technisches_Datenblatt_WW_S1155_16.pdf | A+++ | 265 | 202 | 247 | 190 | 1 | 0 | 1 | /temp/20211213125349/5_product_Label_WW_S1155_16.pdf
25534 | KNV Topline S1155-25 W/W | /temp/20210322154916/logo.jpg |  | 347 | 497 | 374 | 1 | 1 | Topline | 16.9 | 2.7 | 6.3 | Nein | Heizenergiezähler | modulierend | 0 | 47 | R-410A | 2.1 | Nein | 0 | 0 | 0 | 0 | 0 | 0 | 0 | 0 | 0 | 0 | 0 | 0 | 0 | 0 | 15.2 | 4.1 | 3.7 | 0 | /temp/20210322155905/Keymark_WW_S1155_25.pdf | Research Institutes of Sweden (RISE) |  | /temp/20240612145043/EHPA_S1155-25_WW_AT-HP-00831_2026g.pdf | 2026-07-21T00:00:00.000Z | AT-HP-00831 |  |  |  | 0 | 0 | 0 |  | 2020-06-09T00:00:00.000Z | Nein | Ja | Nein | --- | 0 | 197 | 7.32 | 34 | A+++ | 285 | 5.14 | 31 | 0 | 34 | 0 | 31 | 0 | 34 | 0 | 31 | /temp/20210322155751/01_Technisches_Datenblatt_WW_S1155_25.pdf | A+++ | 299 | 208 | 284 | 197 | 1 | 0 | 1 | /temp/20210322155701/5_product_Label_WW_S1155_25.pdf
29530 | KNV Topline S1156-08 PC W/W | /temp/20200828095021/logo.jpg | /temp/20240730074404/Technische_Daten_S1156_PC.pdf | 347 | 497 | 374 | 1 | 1 | Topline | 3.8 | 0.5 | 7.1 | Nein | Heizenergiezähler | modulierend | 6.5 | 37 | R-454B | 1.15 | Nein | 0 | 0 | 0 | 0 | 1.5 | 0 | 0 | 0 | 3.6 | 0.7 | 5.1 | 0 | 0 | 0 | 3.4 | 0.9 | 3.9 | 0 | /temp/20240730074405/Keymark_S1x56-08.pdf | Research Institutes of Sweden (RISE) |  | /temp/20240730074405/EHPA_S1x56_WW_AT-HP-01134_2027g.pdf | 2027-07-24T00:00:00.000Z | AT-HP-01134 | /temp/20240730074406/Bestaetigung_NIBE_S1x56_series.pdf |  |  | 0 | 0 | 0 |  | 0000-00-00 | Ja | Ja | Ja | --- | 0 | 217 | 7.87 | 10 | A+++ | 307 | 5.63 | 10 | 0 | 0 | 0 | 0 | 0 | 0 | 0 | 0 | /temp/20240730074404/product_fiche_WW_S1156-08_PC.pdf | A+++ | 0 | 0 | 0 | 0 | 1 | 0 | 1 | /temp/20240730074403/ErP_Label_WW_S1156-08_PC.pdf
29529 | KNV Topline S1156-08 W/W | /temp/20200828095021/logo.jpg | /temp/20240730073402/Technische_Daten_S1156.pdf | 347 | 497 | 374 | 1 | 1 | Topline | 3.8 | 0.5 | 7.1 | Nein | HeizenergiezÃƒÂ¤hler | modulierend | 6.5 | 37 | R-454B | 1.15 | Nein | 0 | 0 | 0 | 0 | 1.5 | 0 | 0 | 0 | 3.6 | 0.7 | 5.1 | 0 | 0 | 0 | 3.4 | 0.9 | 3.9 | 0 | /temp/20240730074815/Keymark_S1x56-08.pdf | Research Institutes of Sweden (RISE) |  | /temp/20240730073403/EHPA_S1x56_WW_AT-HP-01134_2027g.pdf | 2027-07-24T00:00:00.000Z | AT-HP-01134 | /temp/20240730074816/Bestaetigung_NIBE_S1x56_series.pdf |  |  | 0 | 0 | 0 |  | 0000-00-00 | Nein | Ja | Ja | --- | 0 | 217 | 7.87 | 10 | A+++ | 307 | 5.63 | 10 | 0 | 0 | 0 | 0 | 0 | 0 | 0 | 0 | /temp/20240730073402/product_fiche_WW_S1156-08.pdf | A+++ | 0 | 0 | 0 | 0 | 1 | 0 | 1 | /temp/20240730073401/ErP_Label_WW_S1156-08.pdf
29531 | KNV Topline S1156-13 W/W | /temp/20200828095539/logo.jpg | /temp/20240730080117/Technische_Daten_S1156.pdf | 347 | 497 | 374 | 1 | 1 | Topline | 7.1 | 1 | 7.4 | Nein | Heizenergiezähler | modulierend | 7 | 39 | R-454B | 1.45 | Nein | 0 | 0 | 0 | 0 | 2.4 | 0 | 0 | 0 | 6.6 | 1.3 | 5.2 | 0 | 0 | 0 | 6.2 | 1.6 | 4 | 0 | /temp/20240730080119/Keymark_S1x56-13.pdf | Research Institutes of Sweden (RISE) |  | /temp/20240730080118/EHPA_S1x56_WW_AT-HP-01134_2027g.pdf | 2027-07-24T00:00:00.000Z | AT-HP-01134 | /temp/20240730080120/Bestaetigung_NIBE_S1x56_series.pdf |  |  | 0 | 0 | 0 |  | 0000-00-00 | Nein | Ja | Ja | --- | 0 | 232 | 8.75 | 15 | A+++ | 342 | 6.01 | 15 | 0 | 0 | 0 | 0 | 0 | 0 | 0 | 0 | /temp/20240730080117/product_fiche_WW_S1156-13.pdf | A+++ | 0 | 0 | 0 | 0 | 1 | 0 | 1 | /temp/20240730080117/ErP_Label_WW_S1156-13.pdf
29532 | KNV Topline S1156-18 W/W | /temp/20200828095718/logo.jpg | /temp/20240730080514/Technische_Daten_S1156.pdf | 347 | 497 | 374 | 1 | 1 | Topline | 9.3 | 1.3 | 7.2 | Nein | Heizenergiezähler | modulierend | 7 | 39 | R-454B | 1.75 | Nein | 0 | 0 | 0 | 0 | 2.4 | 0 | 0 | 0 | 8.8 | 1.7 | 5.2 | 0 | 0 | 0 | 8.4 | 2.1 | 4 | 0 | /temp/20240730080516/Keymark_S1x56-18.pdf | Research Institutes of Sweden (RISE) |  | /temp/20240730080515/EHPA_S1x56_WW_AT-HP-01134_2027g.pdf | 2027-07-24T00:00:00.000Z | AT-HP-01134 | /temp/20240730080516/Bestaetigung_NIBE_S1256-18_.pdf |  |  | 0 | 0 | 0 |  | 0000-00-00 | Nein | Ja | Ja | --- | 0 | 228 | 8.43 | 19.5 | A+++ | 329 | 5.89 | 19.5 | 0 | 0 | 0 | 0 | 0 | 0 | 0 | 0 | /temp/20240730080514/product_fiche_WW_S1156-18.pdf | A+++ | 0 | 0 | 0 | 0 | 1 | 0 | 1 | /temp/20240730080514/ErP_Label_WW_S1156-18.pdf
14294 | KNV Topline S1255 - 06 W/W | /temp/20200828095021/logo.jpg |  | 347 | 497 | 374 | 1 | 1 | Topline | 4.3 | 0.7 | 6 | Nein | Heizenergiezähler | modulierend | 6 | 42 | R-407C | 1.2 | Ja | 0 | 0 | 0 | 0 | 0.8 | 0 | 0 | 0 | 0 | 0 | 0 | 0 | 0 | 0 | 3.8 | 1 | 3.8 | 0 | /temp/20210204133506/Keymark_WW_S1255_06.pdf | Research Institutes of Sweden (RISE) |  | /temp/20240904113037/EHPA_S1x55_AT-HP-00346_2027g.pdf | 2027-01-14T00:00:00.000Z | AT-HP-00346 |  |  |  | 0 | 0 | 0 |  | 2019-08-05T00:00:00.000Z | Nein | Ja | Ja | XL | 117 | 214 | 7 | 7 | A+++ | 270 | 5.6 | 7 | 0 | 7 | 0 | 7 | 0 | 7 | 0 | 7 | /temp/20210204133414/0_Technisches_Datenblatt_WW_S1255_06.pdf | A+++ | 282 | 222 | 269 | 213 | 1 | 0 | 1 | /temp/20210204133402/6_product_Label_WW_S1255_06.pdf
14296 | KNV Topline S1255 - 16 W/W | /temp/20200828095718/logo.jpg |  | 347 | 497 | 374 | 1 | 1 | Topline | 11.2 | 1.8 | 6.1 | Nein | Heizenergiezähler | modulierend | 9 | 42 | R-407C | 2.2 | Ja | 0 | 0 | 0 | 0 | 0 | 0 | 0 | 0 | 0 | 0 | 0 | 0 | 0 | 0 | 10.9 | 2.8 | 3.9 | 0 | /temp/20210204134521/Keymark_WW_S1255_16.pdf | Research Institutes of Sweden (RISE) |  | /temp/20240904113210/EHPA_S1x55_AT-HP-00346_2027g.pdf | 2027-01-14T00:00:00.000Z | AT-HP-00346 |  |  |  | 0 | 0 | 0 |  | 2019-08-05T00:00:00.000Z | Nein | Ja | Ja | XL | 113 | 265 | 6.5 | 19 | A+++ | 251 | 5 | 19 | 0 | 19 | 0 | 19 | 0 | 19 | 0 | 19 | /temp/20210204134430/0_Technisches_Datenblatt_WW_S1255_16.pdf | A+++ | 265 | 202 | 202 | 190 | 1 | 0 | 1 | /temp/20210204134423/6_product_Label_WW_S1255_16.pdf
14295 | KNV Topline S1255-12 W/W | /temp/20200828095539/logo.jpg |  | 347 | 497 | 374 | 1 | 1 | Topline | 6.3 | 1 | 6.1 | Nein | Heizenergiezähler | modulierend | 9 | 44 | R-407C | 2 | Ja | 0 | 0 | 0 | 0 | 1.5 | 0 | 0 | 0 | 0 | 0 | 0 | 0 | 0 | 0 | 5.8 | 1.5 | 3.8 | 0 | /temp/20210204134010/Keymark_WW_S1255_12.pdf | Research Institutes of Sweden (RISE) |  | /temp/20240904113123/EHPA_S1x55_AT-HP-00346_2027g.pdf | 2027-01-14T00:00:00.000Z | AT-HP-00346 |  |  |  | 0 | 0 | 0 |  | 2019-08-05T00:00:00.000Z | Nein | Ja | Ja | XL | 113 | 197 | 6.5 | 14 | A+++ | 253 | 5.1 | 14 | 0 | 14 | 0 | 14 | 0 | 14 | 0 | 14 | /temp/20210204133933/0_Technisches_Datenblatt_WW_S1255_12.pdf | A+++ | 263 | 204 | 257 | 199 | 1 | 0 | 1 | /temp/20210204133928/6_product_Label_WW_S1255_12.pdf
29526 | KNV Topline S1256-08 PC W/W | /temp/20200828095021/logo.jpg | /temp/20240729125359/Technische_Daten_S1256_PC.pdf | 347 | 497 | 374 | 1 | 1 | Topline | 3.8 | 0.5 | 7.1 | Nein | HeizenergiezÃƒÂ¤hler | modulierend | 6.5 | 36 | R-454B | 1.15 | Ja | 0 | 0 | 0 | 0 | 1.5 | 0 | 0 | 0 | 3.6 | 0.7 | 5.1 | 0 | 0 | 0 | 3.4 | 0.9 | 3.9 | 0 | /temp/20240729122439/Keymark_S1x56-08.pdf | Research Institutes of Sweden (RISE) |  | /temp/20240729122438/EHPA_S1x56_WW_AT-HP-01134_2027g.pdf | 2027-07-24T00:00:00.000Z | AT-HP-01134 | /temp/20240729122440/Bestaetigung_NIBE_S1x56_series.pdf |  |  | 0 | 0 | 0 |  | 0000-00-00 | Ja | Ja | Ja | XL | 145 | 217 | 7.87 | 10 | A+++ | 307 | 5.63 | 10 | 0 | 0 | 0 | 0 | 0 | 0 | 0 | 0 | /temp/20240729122438/product_fiche_WW_S1256-08_PC.pdf | A+++ | 0 | 0 | 0 | 0 | 1 | 0 | 1 | /temp/20240729122437/ErP_Label_WW_S1256-08_PC.pdf
29525 | KNV Topline S1256-08 W/W | /temp/20200828095021/logo.jpg | /temp/20240729125210/Technische_Daten_S1256.pdf | 347 | 497 | 374 | 1 | 1 | Topline | 3.8 | 0.5 | 7.1 | Nein | HeizenergiezÃ¤hler | modulierend | 6.5 | 36 | R-454B | 1.15 | Ja | 0 | 0 | 0 | 0 | 1.5 | 0 | 0 | 0 | 3.6 | 0.7 | 5.1 | 0 | 0 | 0 | 3.4 | 0.9 | 3.9 | 0 | /temp/20240729120217/Keymark_S1x56-08.pdf | Research Institutes of Sweden (RISE) |  | /temp/20240729120216/EHPA_S1x56_WW_AT-HP-01134_2027g.pdf | 2027-07-24T00:00:00.000Z | AT-HP-01134 | /temp/20240729120218/Bestaetigung_NIBE_S1x56_series.pdf |  |  | 0 | 0 | 0 |  | 0000-00-00 | Nein | Ja | Ja | XL | 145 | 217 | 7.87 | 10 | A+++ | 307 | 5.63 | 10 | 0 | 0 | 0 | 0 | 0 | 0 | 0 | 0 | /temp/20240729120216/product_fiche_WW_S1256-08.pdf | A+++ | 0 | 0 | 0 | 0 | 1 | 0 | 1 | /temp/20240729120215/ErP_Label_WW_S1256-08.pdf
29527 | KNV Topline S1256-13 W/W | /temp/20200828095539/logo.jpg | /temp/20240729125126/Technische_Daten_S1256.pdf | 347 | 497 | 374 | 1 | 1 | Topline | 7.1 | 1 | 7.4 | Nein | HeizenergiezÃ¤hler | modulierend | 7 | 39 | R-454B | 1.45 | Ja | 0 | 0 | 0 | 0 | 2.4 | 0 | 0 | 0 | 6.6 | 1.3 | 5.2 | 0 | 0 | 0 | 6.2 | 1.6 | 4 | 0 | /temp/20240729125127/Keymark_S1x56-13.pdf | Research Institutes of Sweden (RISE) |  | /temp/20240729125127/EHPA_S1x56_WW_AT-HP-01134_2027g.pdf | 2027-07-24T00:00:00.000Z | AT-HP-01134 | /temp/20240729125128/Bestaetigung_NIBE_S1x56_series.pdf |  |  | 0 | 0 | 0 |  | 0000-00-00 | Nein | Ja | Ja | XL | 146 | 232 | 8.75 | 15 | A+++ | 342 | 6.01 | 15 | 0 | 0 | 0 | 0 | 0 | 0 | 0 | 0 | /temp/20240729125126/product_fiche_WW_S1256-13.pdf | A+++ | 0 | 0 | 0 | 0 | 1 | 0 | 1 | /temp/20240729125125/ErP_Label_WW_S1256-13.pdf
29528 | KNV Topline S1256-18 W/W | /temp/20200828095718/logo.jpg | /temp/20240729131803/Technische_Daten_S1256.pdf | 347 | 497 | 374 | 1 | 1 | Topline | 9.3 | 1.3 | 7.2 | Nein | HeizenergiezÃ¤hler | modulierend | 7 | 39 | R-454B | 1.75 | Ja | 0 | 0 | 0 | 0 | 2.4 | 0 | 0 | 0 | 8.8 | 1.7 | 5.2 | 0 | 0 | 0 | 8.4 | 2.1 | 4 | 0 | /temp/20240729131804/Keymark_S1x56-18.pdf | Research Institutes of Sweden (RISE) |  | /temp/20240729131804/EHPA_S1x56_WW_AT-HP-01134_2027g.pdf | 2027-07-24T00:00:00.000Z | AT-HP-01134 | /temp/20240729131805/Bestaetigung_NIBE_S1256-18_.pdf |  |  | 0 | 0 | 0 |  | 0000-00-00 | Nein | Ja | Ja | XL | 144 | 228 | 8.43 | 19.5 | A+++ | 329 | 5.89 | 19.5 | 0 | 0 | 0 | 0 | 0 | 0 | 0 | 0 | /temp/20240729131803/product_fiche_WW_S1256-18.pdf | A+++ | 0 | 0 | 0 | 0 | 1 | 0 | 1 | /temp/20240729131803/ErP_Label_WW_S1256-18.pdf
28674 | KRONOTERM ETERA L-1 HT / HK 3F E | /temp/20231010134033/logo.jpg | /temp/20231010142359/Produktblatt_ETERA.pdf | 347 | 1122 | 537 | 1 | 1 | ETERA | 18.1 | 2.8 | 6.5 | Ja | Heizenergiezähler | modulierend | 6 | 35 | R-452B | 1.7 | Nein | 0 | 0 | 0 | 0 | 0 | 0 | 0 | 0 | 0 | 0 | 0 | 0 | 0 | 0 | 18.2 | 4.5 | 4 | 217 | /temp/20231010143943/HP2312023T1_-_ETERA_L_3F-Auszug.pdf | TÜV Rheinland | HP2312023T1 | /temp/20231224112100/AT-HP-01082.pdf | 2026-12-18T00:00:00.000Z | AT-HP-01082 |  |  |  | 0 | 0 | 0 | /temp/20231010142411/Prospekt_ETERA_210x297x6_web_de_v013-RGK_web.pdf | 2023-08-14T00:00:00.000Z | Ja | Ja | Nein | --- | 0 | 221 | 8.2 | 18.1 | A+++ | 323 | 5.6 | 18.1 | 8.5 | 18.1 | 0 | 0 | 0 | 0 | 5.8 | 18.1 | /temp/20231010142343/Fiche_ETERA_L_3F_WW_1767810_DE.pdf | A+++ | 335 | 229 | 0 | 0 | 1 | 0 | 1 | /temp/20231010142330/Label_ETERA_L_3F_WW_1767810.pdf
28673 | KRONOTERM ETERA M-1 HT / HK 3F E | /temp/20231010133502/logo.jpg | /temp/20231010141758/Produktblatt_ETERA.pdf | 347 | 1122 | 537 | 1 | 1 | ETERA | 12.2 | 1.9 | 6.6 | Ja | Heizenergiezähler | modulierend | 6 | 34 | R-452B | 1.3 | Nein | 0 | 0 | 0 | 0 | 0 | 0 | 0 | 0 | 0 | 0 | 0 | 0 | 0 | 0 | 12.1 | 3 | 4 | 208 | /temp/20231010143911/HP2302023T1_-_ETERA_M_3F-Auszug.pdf | TÜV Rheinland | HP2302023T1 | /temp/20231224112022/AT-HP-01082.pdf | 2026-12-18T00:00:00.000Z | AT-HP-01082 |  |  |  | 0 | 0 | 0 | /temp/20231010141845/Prospekt_ETERA_210x297x6_web_de_v013-RGK_web.pdf | 2023-08-14T00:00:00.000Z | Ja | Ja | Nein | --- | 0 | 217 | 8 | 12.1 | A+++ | 317 | 5.5 | 12 | 8.3 | 12.1 | 0 | 0 | 0 | 0 | 5.7 | 12 | /temp/20240712164543/Fiche_ETERA_M_3F_WW_1767774_DE.pdf | A+++ | 328 | 224 | 0 | 0 | 1 | 0 | 1
28672 | KRONOTERM ETERA S-1 HT / HK UF E | /temp/20231010124740/logo.jpg | /temp/20231010142139/Produktblatt_ETERA.pdf | 347 | 1122 | 537 | 1 | 1 | ETERA | 9.1 | 1.4 | 6.4 | Ja | Heizenergiezähler | modulierend | 4 | 32 | R-452B | 1.1 | Nein | 0 | 0 | 0 | 0 | 0 | 0 | 0 | 0 | 0 | 0 | 0 | 0 | 0 | 0 | 9.1 | 2.4 | 3.8 | 189 | /temp/20231010143848/HP2282023T1_-_ETERA_S_UF-Auszug.pdf | TÜV Rheinland | HP2282023T1 | /temp/20231224111926/AT-HP-01082.pdf | 2026-12-18T00:00:00.000Z | AT-HP-01082 |  |  |  | 0 | 0 | 0 | /temp/20231010142151/Prospekt_ETERA_210x297x6_web_de_v013-RGK_web.pdf | 2023-08-07T00:00:00.000Z | Ja | Ja | Nein | --- | 0 | 211 | 7.7 | 9.1 | A+++ | 303 | 5.4 | 9.1 | 7.9 | 9.1 | 0 | 0 | 0 | 0 | 5.6 | 9.1 | /temp/20231010142117/Fiche_ETERA_S_WW__1767335_DE.pdf | A+++ | 313 | 219 | 0 | 0 | 1 | 0 | 1 | /temp/20231010125743/Label_ETERA_S_UF_WW_1767335.pdf
11297 | M-TEC WPS-W412 | /temp/20170731065447/logo.jpg |  | 347 | 644 | 378 | 1 | 1 | Emotion | 12.2 | 2.1 | 5.8 | Nein | Arbeitszahlrechner | modulierend | 0 | 53 | R-410A | 3.6 | Nein | 0 | 20 | 20 | 62 | 0 | 0 | 0 | 0 | 0 | 0 | 0 | 0 | 0 | 0 | 11.5 | 3.2 | 3.6 | 0 | /temp/20170731070949/20160318_AIT_Pruefung_WW_WP_kurz.pdf | AIT Austrian Institute of Technology GmbH | 2.04.01326.1.0 | /temp/20220414065856/20220119_EHPA_Guetesiegel_WPS-W_412_618.pdf | 2025-05-01T00:00:00.000Z | AT-HP-00513 |  |  |  | 0 | 0 | 0 |  | 2016-03-11T00:00:00.000Z | Ja | Ja | Nein | L | 156 | 197 | 6.71 | 12.2 | A+++ | 265 | 5.01 | 11.5 | 6.81 | 12 | 4.93 | 12 | 6.93 | 12 | 5.16 | 12 | /temp/20170731070809/TechnicalDocument_WPW412_2017_07_31_09-03-26.pdf | A+++ | 269 | 203 | 274 | 194 | 1 | 0 | 1
11300 | M-TEC WPS-W618 | /temp/20170731073854/logo.jpg | /temp/20171121114756/Datasheet_WPS-W618_2017_11_21_12-43-28.pdf | 347 | 644 | 378 | 1 | 1 | Emotion | 19 | 3.4 | 5.6 | Nein | Umwelt-Energiezähler | modulierend | 0 | 55 | R-410A | 3.8 | Nein | 0 | 20 | 20 | 65 | 0 | 0 | 0 | 0 | 0 | 0 | 0 | 0 | 0 | 0 | 18.2 | 5.2 | 3.5 | 0 | /temp/20171121101542/20160318_AIT_Pruefung_WW_WP_kurz.pdf | AIT Austrian Institute of Technology GmbH | 2.04.01326.1.0 | /temp/20220414065833/20220119_EHPA_Guetesiegel_WPS-W_412_618.pdf | 2025-05-01T00:00:00.000Z | AT-HP-00513 |  |  |  | 0 | 0 | 0 |  | 2016-01-20T00:00:00.000Z | Ja | Ja | Nein | L | 156 | 203 | 6.63 | 19 | A+++ | 273 | 4.96 | 18 | 6.58 | 19 | 4.86 | 18 | 6.91 | 19 | 5.21 | 18 | /temp/20171121092543/TechnicalDocument_WPS-W618_2017_11_21_10-19-28.pdf | A+++ | 276 | 212 | 269 | 200 | 1 | 1 | 1
9924 | Ochsner AQUA 11 | /temp/20210526094323/logo.png |  | 347 | 492 | 225 | 1 | 1 | M4 | 10.4 | 1.8 | 5.8 | Nein | Heizenergiezähler | einstufig | 0 | 47 | R-410A | 2.4 | Nein | 0 | 0 | 0 | 0 | 0 | 0 | 0 | 0 | 0 | 0 | 0 | 0 | 0 | 0 | 8.1 | 2.6 | 3.1 | 0 | /temp/20150924115505/O-39-00530-15_scan.pdf | Public Enterprise Brno Czech Republic |  | /temp/20240724092454/AT-HP-00403.pdf | 2027-06-22T00:00:00.000Z | AT-HP-00403 |  |  |  | 0 | 0 | 0 |  | 0000-00-00 | Ja | Ja | Nein | --- | 0 | 150 | 6.44 | 10 | A+++ | 247 | 4.03 | 8 | 6.73 | 10 | 3.99 | 8 | 6.38 | 10 | 4.18 | 8 | /temp/20211125075937/ERPG-255020V-AQUA_11_HSTA-EU-DE01.pdf | A+++ | 258 | 156 | 244 | 149 | 1 | 0 | 1
9925 | Ochsner AQUA 14 | /temp/20201221121123/logo.png |  | 347 | 492 | 225 | 1 | 1 | M4 | 12.3 | 2.1 | 5.8 | Nein | Heizenergiezähler | einstufig | 0 | 50 | R-410A | 2.95 | Nein | 0 | 0 | 0 | 0 | 0 | 0 | 0 | 0 | 0 | 0 | 0 | 0 | 0 | 0 | 11.3 | 3.4 | 3.4 | 0 | /temp/20150924120041/O-39-00160-15_scan.pdf | Public Enterprise Brno Czech Republic |  | /temp/20240724092532/AT-HP-00403.pdf | 2027-06-22T00:00:00.000Z | AT-HP-00403 | /temp/20211125075551/TI_20200319_Baugleichheitsbescheinigung_GMWW_AQUA_7-22.pdf |  |  | 0 | 0 | 0 |  | 0000-00-00 | Ja | Ja | Ja | --- | 0 | 161 | 6.43 | 12 | A+++ | 249 | 4.42 | 11 | 6.7 | 12 | 4.22 | 11 | 6.41 | 12 | 4.37 | 11 | /temp/20160215093346/MDB_GMWW14plus_DE_20150827.pdf | A+++ | 260 | 167 | 248 | 161 | 1 | 0 | 1
9926 | Ochsner AQUA 17 | /temp/20201221122120/logo.png |  | 347 | 492 | 225 | 1 | 1 | M4 | 16.6 | 2.8 | 5.9 | Nein | Heizenergiezähler | einstufig | 0 | 47 | R-410A | 3.2 | Nein | 0 | 0 | 0 | 0 | 0 | 0 | 0 | 0 | 0 | 0 | 0 | 0 | 0 | 0 | 14.3 | 4.3 | 3.3 | 0 | /temp/20150925095055/O-39-00530-15_scan.pdf | Public Enterprise Brno Czech Republic |  | /temp/20240724092603/AT-HP-00403.pdf | 2027-06-22T00:00:00.000Z | AT-HP-00403 | /temp/20211125075716/TI_20200319_Baugleichheitsbescheinigung_GMWW_AQUA_7-22.pdf |  |  | 0 | 0 | 0 |  | 0000-00-00 | Ja | Ja | Ja | --- | 106 | 162 | 6.52 | 17 | A+++ | 253 | 4.24 | 14 | 6.77 | 17 | 4.23 | 14 | 6.53 | 17 | 4.38 | 14 | /temp/20160215085815/MDB_GMWW17plus_DE_20150827.pdf | A+++ | 263 | 167 | 253 | 161 | 1 | 0 | 1
9927 | Ochsner AQUA 22 | /temp/20201221122206/logo.png |  | 347 | 492 | 225 | 1 | 1 | M4 | 22.1 | 3.7 | 5.9 | Nein | Heizenergiezähler | einstufig | 0 | 49 | R-410A | 3.5 | Nein | 0 | 0 | 0 | 0 | 0 | 0 | 0 | 0 | 0 | 0 | 0 | 0 | 0 | 0 | 19.1 | 5.8 | 3.3 | 0 | /temp/20150925095339/O-39-00530-15_scan.pdf | Public Enterprise Brno Czech Republic |  | /temp/20240724092649/AT-HP-00403.pdf | 2027-06-22T00:00:00.000Z | AT-HP-00403 |  |  |  | 0 | 0 | 0 |  | 0000-00-00 | Ja | Ja | Nein | --- | 106 | 159 | 6.61 | 22 | A+++ | 253 | 4.26 | 19 | 6.86 | 22 | 4.27 | 19 | 6.64 | 22 | 4.39 | 19 | /temp/20211125075133/ERPG-255050V-AQUA_22_HSTA-EU-DE01.pdf | A+++ | 263 | 165 | 255 | 160 | 1 | 0 | 1
9918 | Ochsner AQUA 30 (GMWW 30 plus) | /temp/20210526094211/logo.png |  | 347 | 492 | 225 | 1 | 0 | M4 | 28.9 | 5.1 | 5.7 | Nein | Heizenergiezähler | einstufig | 0 | 58 | R-410A | 4.5 | Nein | 0 | 0 | 0 | 0 | 0 | 0 | 0 | 0 | 0 | 0 | 0 | 0 | 0 | 0 | 26.4 | 7.5 | 3.5 | 0 | /temp/20150924105725/O-39-00162-15_scan.pdf | Public Enterprise Brno Czech Republic |  | /temp/20190516084847/AT-HP-00402_2018.pdf | 2021-06-23T00:00:00.000Z | AT-HP-00402 |  |  |  | 0 | 0 | 0 |  | 0000-00-00 | Ja | Ja | Nein | --- | 0 | 166 | 6.15 | 29 | A+++ | 238 | 4.35 | 26 | 6.33 | 29 | 4.36 | 26 | 6.19 | 29 | 4.46 | 26 | /temp/20160215085342/MDB_GMWW30plus_DE_20150827.pdf | A+++ | 245 | 170 | 239 | 166 | 1 | 0 | 1
9919 | Ochsner AQUA 36 | /temp/20201221122300/logo.png | /temp/20220202100750/Leistungsdaten_AQUA_36___GET.pdf | 347 | 492 | 225 | 1 | 1 | M4 | 35.3 | 6.2 | 5.7 | Nein | Heizenergiezähler | einstufig | 0 | 54 | R-410A | 4.5 | Nein | 0 | 0 | 0 | 0 | 0 | 0 | 0 | 0 | 0 | 0 | 0 | 0 | 0 | 0 | 30.3 | 8.9 | 3.4 | 0 | /temp/20150924111141/O-39-00532-15_scan.pdf | Public Enterprise Brno Czech Republic |  | /temp/20240724092404/AT-HP-00402.pdf | 2027-06-22T00:00:00.000Z | AT-HP-00402 | /temp/20211125080313/TI_20200109_Baugleichheitsbescheinigung_GMWW_AQUA36.pdf |  |  | 0 | 0 | 0 |  | 0000-00-00 | Ja | Ja | Nein | --- | 0 | 159 | 6.08 | 35 | A+++ | 232 | 4.24 | 30 | 6.25 | 35 | 4.26 | 30 | 6.12 | 35 | 4.35 | 30 | /temp/20211221111622/ERPG-255060V-AQUA_36_HSTA-EU-DE02.pdf | A+++ | 239 | 163 | 234 | 159 | 1 | 0 | 1
7662 | Ochsner AQUA 7 | /temp/20210526094508/logo.png |  | 347 | 492 | 225 | 1 | 1 | M4 | 6.9 | 1.3 | 5.2 | Nein | Heizenergiezähler | einstufig | 0 | 44 | R-410A | 1.7 | Nein | 0 | 0 | 0 | 0 | 0 | 0 | 0 | 0 | 0 | 0 | 0 | 0 | 0 | 0 | 6.2 | 1.9 | 3.2 | 0 | /temp/20210526101112/Pruefbericht_WPW_7.pdf | AIT Austrian Institute of Technology GmbH |  | /temp/20240724092627/AT-HP-00403.pdf | 2027-06-22T00:00:00.000Z | AT-HP-00403 | /temp/20210526101319/TI20190606_Baugleichheitsbescheinigung_GMWW_AQUA_WPW-I_Premium.pdf |  |  | 0 | 0 | 0 |  | 0000-00-00 | Nein | Ja | Nein | --- | 0 | 150 | 5.59 | 7 | A+++ | 216 | 3.96 | 6 | 0 | 7 | 0 | 6 | 0 | 7 | 0 | 6 | /temp/20210526101425/ERPG-255010V-AQUA_7_HSTA-EU-DE01.pdf | A+++ | 227 | 154 | 222 | 151 | 1 | 0 | 1
9920 | Ochsner OCHSNER AQUA 54 | /temp/20180710093605/logo.png |  | 347 | 492 | 225 | 1 | 0 | Standard | 53.9 | 9.3 | 5.8 | Nein | Heizenergiezähler | einstufig | 0 | 54 | R-410A | 10.4 | Nein | 0 | 0 | 0 | 0 | 0 | 0 | 0 | 0 | 0 | 0 | 0 | 0 | 0 | 0 | 48.1 | 13 | 3.7 | 0 | /temp/20180710094304/O-39-00877-16_final.pdf | Public Enterprise Brno Czech Republic |  | /temp/20211125092507/AT-HP-00400.pdf | 2024-06-22T00:00:00.000Z | AT-HP-00400 |  |  |  | 0 | 0 | 0 |  | 0000-00-00 | Ja | Ja | Nein | --- | 0 | 173 | 6.26 | 54 | A+++ | 243 | 4.54 | 48 | 6.42 | 54 | 4.54 | 48 | 6.31 | 54 | 4.62 | 48 | /temp/20211125092607/222610_Gesamtdokument.pdf | A+++ | 249 | 177 | 245 | 174 | 1 | 0 | 1
9921 | Ochsner OCHSNER AQUA 83 | /temp/20180710084423/logo.png |  | 347 | 492 | 225 | 1 | 0 | Standard | 84.5 | 15.9 | 5.3 | Nein | Heizenergiezähler | einstufig | 0 | 58 | R-410A | 13.6 | Nein | 0 | 0 | 0 | 0 | 0 | 0 | 0 | 0 | 0 | 0 | 0 | 0 | 0 | 0 | 73.7 | 20.5 | 3.6 | 0 | /temp/20180710093401/O-39-00877-16_final.pdf | Public Enterprise Brno Czech Republic |  | /temp/20180710093239/AT-HP-00400.pdf | 2021-06-23T00:00:00.000Z | AT-HP-00400 |  |  |  | 0 | 0 | 0 |  | 0000-00-00 | Ja | Ja | Nein | --- | 0 | 164 | 5.67 | 85 | A++ | 219 | 4.29 | 74 | 5.78 | 85 | 4.31 | 74 | 5.71 | 85 | 4.37 | 74 | /temp/20180710093000/logo.jpg | A++ | 223 | 167 | 221 | 164 | 1 | 0 | 1
9922 | Ochsner OCHSNER AQUA 97 | /temp/20180710094912/logo.png |  | 347 | 492 | 225 | 1 | 0 | Standard | 98.8 | 19 | 5.2 | Nein | Heizenergiezähler | einstufig | 0 | 60 | R-410A | 13.7 | Nein | 0 | 0 | 0 | 0 | 0 | 0 | 0 | 0 | 0 | 0 | 0 | 0 | 0 | 0 | 86.6 | 24.2 | 3.6 | 0 | /temp/20180710095152/O-39-00877-16_final.pdf | Public Enterprise Brno Czech Republic |  | /temp/20211125092932/AT-HP-00400.pdf | 2024-06-22T00:00:00.000Z | AT-HP-00400 |  |  |  | 0 | 0 | 0 |  | 0000-00-00 | Ja | Ja | Nein | --- | 0 | 162 | 5.53 | 99 | A+++ | 213 | 4.25 | 87 | 5.63 | 99 | 4.26 | 87 | 5.57 | 99 | 4.32 | 87 | /temp/20211125093033/222630_Gesamtdokument.pdf | A+++ | 217 | 165 | 215 | 163 | 1 | 0 | 1
29616 | Olymp WP26 | /temp/20240923132852/logo.jpg |  | 347 | 358 | 227 | 1 | 1 | WHS W/W | 11.6 | 2.1 | 5.4 | Nein | HeizenergiezÃ¤hler | einstufig | 0 | 49 | R-454C | 3.3 | Nein | -20 | 0 | 0 | 0 | 0 | 0 | 0 | 0 | 0 | 0 | 0 | 0 | 0 | 0 | 10.5 | 3 | 3.5 | 0 | /temp/20240923132855/Test_Certificate_W-W_WHS.pdf | Public Enterprise Brno Czech Republic |  | /temp/20240923132855/WHS_Wasser_Wasser_2027-08_AT-HP-01136.pdf | 2027-08-14T00:00:00.000Z | AT-HP-01136 |  |  |  | 0 | 0 | 0 |  | 0000-00-00 | Ja | Nein | Ja | --- | 0 | 163.1 | 5.9 | 11.6 | A+++ | 226.7 | 4.3 | 10.5 | 0 | 0 | 0 | 0 | 0 | 0 | 0 | 0 | /temp/20240923132854/PDB_35_55_WP26_WW.pdf | A+++ | 0 | 0 | 0 | 0 | 0 | 0 | 1 | /temp/20240923132854/Label_WP26_WW.pdf
29617 | Olymp WP38 | /temp/20240923134622/logo.jpg |  | 347 | 358 | 227 | 1 | 1 | WHS W/W | 15.8 | 2.9 | 5.4 | Nein | HeizenergiezÃ¤hler | einstufig | 0 | 49 | R-454C | 3.3 | Nein | -20 | 0 | 0 | 0 | 0 | 0 | 0 | 0 | 0 | 0 | 0 | 0 | 0 | 0 | 14.4 | 4.1 | 3.5 | 0 | /temp/20240923134625/Test_Certificate_W-W_WHS.pdf | Public Enterprise Brno Czech Republic |  | /temp/20240923134625/WHS_Wasser_Wasser_2027-08_AT-HP-01136.pdf | 2027-08-14T00:00:00.000Z | AT-HP-01136 |  |  |  | 0 | 0 | 0 |  | 0000-00-00 | Ja | Nein | Ja | --- | 0 | 163.1 | 5.9 | 15.8 | A+++ | 227.8 | 4.3 | 14.4 | 0 | 0 | 0 | 0 | 0 | 0 | 0 | 0 | /temp/20240923134625/PDB_35C_55C_WP38_WW.pdf | A+++ | 0 | 0 | 0 | 0 | 0 | 0 | 1 | /temp/20240923134624/Label_1608687.pdf
26548 | REMKO MWL 35 | /temp/20211125063352/logo.jpg | /temp/20240610060442/Produktdatenblatt-Verbundanlage_MWL_35.pdf | 347 | 580 | 337 | 1 | 1 | Modulare Wärmepumpe | 2.5 | 0.5 | 5.1 | Nein | Heizenergiezähler | modulierend | 3 | 47 | R-410A | 0.265 | Ja | 10 | 35 | 20 | 60 | 0.6 | 2.4 | 0.6 | 4.1 | 2.4 | 0.6 | 4 | 2.4 | 0.7 | 3.3 | 2.3 | 0.7 | 3.2 | 150 | /temp/20240513114508/VDE_Test-Report_Performance_283422_TL2_4_2024-03-29_.pdf | VDE Prüf- und Zertifizierungsinstitut GmbH |  | /temp/20240513114507/AT-HP-01119.pdf | 2027-04-08T00:00:00.000Z | AT-HP-01119 |  |  |  | 2.7 | 0.5 | 5.7 |  | 2021-03-22T00:00:00.000Z | Ja | Ja | Ja | L | 0 | 148 | 5.52 | 3 | A+++ | 213 | 3.92 | 2 | 5.03 | 4 | 4.32 | 1 | 5.31 | 1 | 3.57 | 3 | /temp/20240610074349/Technische_Unterlage_MWL35.pdf | A++ | 193 | 135 | 204 | 165 | 1 | 0 | 0 | /temp/20240610060442/Heizungslabel_MWL_35.pdf
27074 | Rockenbauer SP1.6 |  | /temp/20220524073859/Pruefpunkte_Rockenbauer.pdf | 347 | 806 | 415 | 1 | 1 | Wasser/Wasser | 6.9 | 1.2 | 5.6 | Nein | --- | einstufig | 0 | 46 | R-134a | 2.3 | Nein | 0 | 0 | 0 | 0 | 0 | 0 | 0 | 0 | 0 | 0 | 0 | 0 | 0 | 0 | 6.2 | 1.8 | 2.5 | 0 | /temp/20220419053917/Pruefbericht_Rockenbauer_EHPA_WW.pdf | AIT Austrian Institute of Technology GmbH |  | /temp/20220419053823/EHPA_Guetesiegel_WW_AT-HP-00969.pdf | 2025-04-04T00:00:00.000Z | AT-HP-00969 |  |  |  | 0 | 0 | 0 |  | 0000-00-00 | Ja | Ja | Nein | --- | 0 | 127 | 4.84 | 6.5 | A+++ | 186 | 3.38 | 6.5 | 0 | 0 | 0 | 0 | 0 | 0 | 0 | 0 | /temp/20220419053710/Energielabel_GET_WW_1.6.pdf | A++ | 0 | 0 | 0 | 0 | 1 | 0 | 0
27075 | Rockenbauer SP1.8 |  | /temp/20220524074247/Pruefpunkte_Rockenbauer.pdf | 347 | 806 | 415 | 1 | 1 | Wasser/Wasser | 10 | 1.8 | 5.6 | Nein | --- | einstufig | 0 | 46 | R-134a | 3.2 | Nein | 0 | 0 | 0 | 0 | 0 | 0 | 0 | 0 | 0 | 0 | 0 | 0 | 0 | 0 | 9.1 | 2.6 | 2.5 | 0 | /temp/20220419060512/Pruefbericht_Rockenbauer_EHPA_WW.pdf | AIT Austrian Institute of Technology GmbH |  | /temp/20220419060241/EHPA_Guetesiegel_WW_AT-HP-00969.pdf | 2025-04-04T00:00:00.000Z | AT-HP-00969 |  |  |  | 0 | 0 | 0 |  | 0000-00-00 | Ja | Ja | Nein | --- | 0 | 128 | 4.93 | 9 | A+++ | 190 | 3.41 | 9 | 0 | 0 | 0 | 0 | 0 | 0 | 0 | 0 | /temp/20220419060223/Energielabel_GET_WW_1.8.pdf | A++ | 0 | 0 | 0 | 0 | 1 | 0 | 0
27076 | Rockenbauer SP2.10 |  | /temp/20220525045549/Pruefpunkte_Rockenbauer.pdf | 347 | 806 | 415 | 1 | 1 | Wasser/Wasser | 11.7 | 2.1 | 5.5 | Nein | --- | einstufig | 0 | 46 | R-134a | 4.3 | Nein | 0 | 0 | 0 | 0 | 0 | 0 | 0 | 0 | 0 | 0 | 0 | 0 | 0 | 0 | 11.3 | 3 | 3.8 | 0 | /temp/20220419061012/Pruefbericht_Rockenbauer_EHPA_WW.pdf | AIT Austrian Institute of Technology GmbH |  | /temp/20220419060948/EHPA_Guetesiegel_WW_AT-HP-00969.pdf | 2025-04-04T00:00:00.000Z | AT-HP-00969 |  |  |  | 0 | 0 | 0 |  | 0000-00-00 | Ja | Ja | Nein | --- | 0 | 129 | 5.01 | 11 | A+++ | 193 | 3.43 | 11 | 0 | 0 | 0 | 0 | 0 | 0 | 0 | 0 | /temp/20220419060940/Energielabel_GET_WW_2.10.pdf | A++ | 0 | 0 | 0 | 0 | 1 | 0 | 0
27077 | Rockenbauer SP2.12 |  | /temp/20220525045246/Pruefpunkte_Rockenbauer.pdf | 347 | 806 | 415 | 1 | 1 | Wasser/Wasser | 14.8 | 2.6 | 5.7 | Nein | --- | einstufig | 0 | 50 | R-134a | 4.5 | Nein | 0 | 0 | 0 | 0 | 0 | 0 | 0 | 0 | 0 | 0 | 0 | 0 | 0 | 0 | 13.3 | 3.7 | 2.6 | 0 | /temp/20220419061753/Pruefbericht_Rockenbauer_EHPA_WW.pdf | AIT Austrian Institute of Technology GmbH |  | /temp/20220419061734/EHPA_Guetesiegel_WW_AT-HP-00969.pdf | 2025-04-04T00:00:00.000Z | AT-HP-00969 |  |  |  | 0 | 0 | 0 |  | 0000-00-00 | Ja | Ja | Nein | --- | 0 | 125 | 4.67 | 13 | A+++ | 177 | 3.25 | 13 | 0 | 0 | 0 | 0 | 0 | 0 | 0 | 0 | /temp/20220419061727/Energielabel_GET_WW_2.12.pdf | A++ | 0 | 0 | 0 | 0 | 1 | 0 | 0
27078 | Rockenbauer SP2.16 |  | /temp/20220525045453/Pruefpunkte_Rockenbauer.pdf | 347 | 806 | 415 | 1 | 1 | Wasser/Wasser | 18.7 | 3.9 | 4.8 | Nein | --- | einstufig | 0 | 50 | R-134a | 5.8 | Nein | 0 | 0 | 0 | 0 | 0 | 0 | 0 | 0 | 0 | 0 | 0 | 0 | 0 | 0 | 16.6 | 5.1 | 2.3 | 0 | /temp/20220419062030/Pruefbericht_Rockenbauer_EHPA_WW.pdf | AIT Austrian Institute of Technology GmbH |  | /temp/20220419062010/EHPA_Guetesiegel_WW_AT-HP-00969.pdf | 2025-04-04T00:00:00.000Z | AT-HP-00969 |  |  |  | 0 | 0 | 0 |  | 0000-00-00 | Ja | Ja | Nein | --- | 0 | 108 | 4 | 17 | A++ | 152 | 2.9 | 17 | 0 | 0 | 0 | 0 | 0 | 0 | 0 | 0 | /temp/20220419061957/Energielabel_GET_WW_2.16.pdf | A+ | 0 | 0 | 0 | 0 | 1 | 0 | 0
9814 | Vaillant flexoCOMPACT VWF 118/4 WW exclusive | /temp/20150812073752/logo.jpg | /temp/20151015164049/2015_08_02_VWF_58_88_118_4_TD_Intranet_Wasser.pdf | 347 | 494 | 235 | 1 | 1 | VWF 118/4 mit fluoCOLLECT | 12.9 | 2.5 | 5.1 | Ja | Umwelt-Energiezähler | einstufig | 9 | 46 | R-410A | 2.5 | Ja | 4 | 20 | 25 | 65 | 3.5 | 14.2 | 3.2 | 4.4 | 12.9 | 3.1 | 4 | 14.6 | 3.9 | 3.7 | 13.2 | 4 | 3.3 | 234 | /temp/20150922090924/2015_07_29_VWF_5x_8x_11x_157_197_4_VDE_Testreport_EHPA_Level_2.pdf | VDE Prüf- und Zertifizierungsinstitut GmbH | 208576-AS9-7 | /temp/20240924095712/AT-HP-00442.pdf | 2027-09-16T00:00:00.000Z | AT-HP-00442 |  |  |  | 14 | 2.4 | 5.4 |  | 2015-07-29T00:00:00.000Z | Nein | Ja | Nein | XL | 114 | 156 | 0 | 13 | A+++ | 221 | 0 | 13 | 0 | 13 | 0 | 13 | 0 | 13 | 0 | 13 | /temp/20210311103102/Product_Information_-_VWF_118_4_+_VWW_11_4_SI.pdf | A+++ | 228 | 159 | 225 | 157 | 1 | 0 | 0 | /temp/20210311103055/0010016427_W_VWF_118_4_+_VWW_11_4_SI.pdf
25410 | Vaillant flexoCOMPACT VWF 58/4 WW exclusive | /temp/20150812073557/logo.jpg | /temp/20210412054144/Product_Information_-_VWF_58_4_+_VWW_11_4_SI.pdf | 347 | 494 | 235 | 1 | 1 | VWF 58/4 mit fluoCOLLECT | 6.3 | 1.4 | 4.7 | Ja | Umwelt-Energiezähler | einstufig | 9 | 45 | R-410A | 1.5 | Ja | 4 | 20 | 25 | 65 | 1.5 | 7 | 1.7 | 4.1 | 6.2 | 1.7 | 3.7 | 6.9 | 2.1 | 3.2 | 6.2 | 2.1 | 2.9 | 212 | /temp/20210412054210/V_VWF_5X_8X_11X_157_197_4_(S1)_1L_Keymark_WW_E_VDE_EU_01.pdf | VDE Prüf- und Zertifizierungsinstitut GmbH | 277579-TL2-3 | /temp/20240924095615/AT-HP-00442.pdf | 2027-09-16T00:00:00.000Z | AT-HP-00442 |  |  |  | 7.1 | 1.4 | 5.2 |  | 2021-04-01T00:00:00.000Z | Nein | Ja | Ja | XL | 115 | 137 | 5.15 | 6.32 | A+++ | 198 | 3.62 | 6.23 | 5.29 | 6.32 | 3.65 | 6.23 | 5.22 | 6.32 | 3.69 | 6.23 | /temp/20210412054139/Product_Information_-_VWF_58_4_+_VWW_11_4_SI.pdf | A++ | 204 | 140 | 201 | 138 | 1 | 0 | 1 | /temp/20210412054134/0010016425_W_VWF_58_4_+_VWW_11_4_SI.pdf
25411 | Vaillant flexoCOMPACT VWF 88/4 WW exclusive | /temp/20150812073717/logo.jpg | /temp/20210412055342/Product_Information_-_VWF_88_4_+_VWW_11_4_SI.pdf | 347 | 494 | 235 | 1 | 1 | VWF 88/4 mit fluoCOLLECT | 9.9 | 1.9 | 5.2 | Ja | Umwelt-Energiezähler | einstufig | 9 | 49 | R-410A | 2.4 | Ja | 4 | 20 | 25 | 65 | 2.2 | 11.1 | 2.6 | 4.3 | 10 | 2.5 | 4.1 | 11.3 | 3.1 | 3.7 | 10.3 | 3 | 3.5 | 227 | /temp/20210412055400/V_VWF_5X_8X_11X_157_197_4_(S1)_1L_Keymark_WW_E_VDE_EU_01.pdf | VDE Prüf- und Zertifizierungsinstitut GmbH | 277579-TL2-3 | /temp/20240924095644/AT-HP-00442.pdf | 2027-09-16T00:00:00.000Z | AT-HP-00442 |  |  |  | 10.8 | 2.1 | 5.2 |  | 2021-04-01T00:00:00.000Z | Nein | Ja | Ja | XL | 121 | 158 | 5.61 | 9.94 | A+++ | 216 | 4.15 | 10.28 | 2.74 | 9.94 | 4.18 | 10.28 | 5.68 | 9.94 | 4.23 | 10.28 | /temp/20210412055338/Product_Information_-_VWF_88_4_+_VWW_11_4_SI.pdf | A+++ | 222 | 161 | 219 | 159 | 1 | 0 | 1 | /temp/20210412055333/0010016426_W_VWF_88_4_+_VWW_11_4_SI.pdf
25629 | Vaillant flexoTHERM VWF 117/4 WW exclusive | /temp/20150812074229/logo.jpg |  | 347 | 494 | 235 | 1 | 1 | VWF 117/4 mit fluoCOLLECT | 13 | 2.7 | 4.8 | Ja | Umwelt-Energiezähler | einstufig | 9 | 48 | R-410A | 2.5 | Nein | 4 | 20 | 25 | 65 | 3.5 | 14.9 | 3.4 | 4.4 | 13.4 | 3.4 | 3.9 | 15.3 | 4.1 | 3.8 | 13.8 | 4.1 | 3.4 | 168 | /temp/20210831075355/V_VWF_~3.pdf | VDE Prüf- und Zertifizierungsinstitut GmbH | 277579-TL2-3 | /temp/20240924095413/AT-HP-00442.pdf | 2027-09-16T00:00:00.000Z | AT-HP-00442 |  |  |  | 0 | 0 | 0 |  | 2021-04-01T00:00:00.000Z | Nein | Ja | Nein | --- | 0 | 156 | 5.73 | 12.88 | A+++ | 221 | 4.1 | 13.22 | 5.89 | 12.88 | 4.13 | 13.22 | 5.82 | 12.88 | 4.18 | 13.22 | /temp/20210831075259/PRODUC~1.pdf | A+++ | 228 | 159 | 225 | 157 | 1 | 0 | 1 | /temp/20210831075320/001001~3.pdf
25630 | Vaillant flexoTHERM VWF 157/4 WW exclusive | /temp/20150812080044/logo.jpg |  | 347 | 494 | 235 | 1 | 1 | VWF 157/4 mit fluoCOLLECT | 16.7 | 3.1 | 5.4 | Ja | Umwelt-Energiezähler | einstufig | 9 | 49 | R-410A | 3 | Nein | 4 | 20 | 25 | 65 | 4.5 | 18.3 | 3.9 | 4.7 | 16.5 | 3.9 | 4.2 | 18.9 | 4.8 | 4 | 17 | 4.8 | 3.6 | 176 | /temp/20210831081648/V_VWF_~3.pdf | VDE Prüf- und Zertifizierungsinstitut GmbH | 277579-TL2-3 | /temp/20240924095513/AT-HP-00442.pdf | 2027-09-16T00:00:00.000Z | AT-HP-00442 |  |  |  | 18.4 | 3.1 | 6 |  | 2021-04-01T00:00:00.000Z | Nein | Ja | Nein | --- | 0 | 163 | 5.86 | 16.68 | A+++ | 226 | 4.28 | 17.03 | 6.01 | 16.68 | 4.32 | 17.03 | 5.94 | 16.68 | 4.37 | 17.03 | /temp/20210831081913/PRODUC~3.pdf | A+++ | 232 | 167 | 229 | 165 | 1 | 0 | 0 | /temp/20210831081925/001001~4.pdf
25631 | Vaillant flexoTHERM VWF 197/4 WW exclusive | /temp/20150812080920/logo.jpg |  | 347 | 494 | 235 | 1 | 1 | VWF 197/4 mit fluoCOLLECT | 23 | 4.4 | 5.2 | Ja | Umwelt-Energiezähler | einstufig | 9 | 46 | R-410A | 3.9 | Nein | 4 | 20 | 25 | 65 | 5.4 | 25.9 | 5.8 | 4.5 | 23.5 | 5.7 | 4.1 | 26.3 | 6.6 | 4 | 23.7 | 6.7 | 3.5 | 187 | /temp/20210831084819/V_VWF_~3.pdf | VDE Prüf- und Zertifizierungsinstitut GmbH | 277579-TL2-3 | /temp/20240924095547/AT-HP-00442.pdf | 2027-09-16T00:00:00.000Z | AT-HP-00442 |  |  |  | 25.1 | 4.6 | 5.5 |  | 2021-04-01T00:00:00.000Z | Nein | Ja | Nein | --- | 0 | 160 | 5.65 | 23 | A+++ | 218 | 4.21 | 23.7 | 5.78 | 23 | 4.24 | 23.7 | 5.72 | 23 | 4.28 | 23.7 | /temp/20210831084755/PRODUC~4.pdf | A+++ | 223 | 163 | 221 | 162 | 1 | 0 | 0 | /temp/20210831084748/00372F~1.pdf
25467 | Vaillant flexoTHERM VWF 57/4 WW exclusive | /temp/20150812073849/logo.jpg | /temp/20210412060711/Product_Information_-_VWF_57_4_+_VWW_11_4_SI_(1).pdf | 347 | 494 | 235 | 1 | 1 | VWF 57/4 mit fluoCOLLECT | 5.7 | 1.3 | 4.5 | Ja | Umwelt-Energiezähler | einstufig | 9 | 42 | R-410A | 1.5 | Nein | 4 | 20 | 25 | 65 | 1.4 | 0 | 0 | 0 | 0 | 0 | 0 | 0 | 0 | 0 | 6.5 | 2 | 3.3 | 145 | /temp/20210409062830/V_VWF_5X_8X_11X_157_197_4_(S1)_1L_Keymark_WW_E_VDE_EU_01.pdf | VDE Prüf- und Zertifizierungsinstitut GmbH | 277579-TL2-3 | /temp/20240924095307/AT-HP-00442.pdf | 2027-09-16T00:00:00.000Z | AT-HP-00442 |  |  |  | 6.4 | 1.3 | 5 |  | 2021-04-01T00:00:00.000Z | Nein | Ja | Nein | --- | 0 | 137 | 5.15 | 6.32 | A+++ | 198 | 3.62 | 6.23 | 5.29 | 6.32 | 3.65 | 6.23 | 5.22 | 6.32 | 3.69 | 6.23 | /temp/20210412060702/Product_Information_-_VWF_57_4_+_VWW_11_4_SI_(1).pdf | A++ | 204 | 140 | 201 | 138 | 1 | 0 | 1 | /temp/20210412060654/0010016420_W_VWF_57_4_+_VWW_11_4_SI.pdf
25628 | Vaillant flexoTHERM VWF 87/4 WW exclusive | /temp/20150811162455/logo.jpg |  | 347 | 494 | 235 | 1 | 1 | VWF 87/4 mit fluoCOLLECT | 9.9 | 1.9 | 5.2 | Ja | Umwelt-Energiezähler | einstufig | 9 | 54 | R-410A | 2.4 | Nein | 4 | 20 | 25 | 65 | 2.2 | 10.8 | 2.6 | 4.2 | 9.8 | 2.6 | 3.8 | 11.3 | 3.1 | 3.7 | 10.3 | 3 | 3.5 | 160 | /temp/20210831073013/V_VWF_~3.pdf | VDE Prüf- und Zertifizierungsinstitut GmbH | 277579-TL2-3 | /temp/20240924095443/AT-HP-00442.pdf | 2027-09-16T00:00:00.000Z | AT-HP-00442 |  |  |  | 10.5 | 4.9 | 2.1 |  | 2021-04-01T00:00:00.000Z | Nein | Ja | Nein | --- | 0 | 158 | 5.61 | 9.94 | A+++ | 216 | 4.15 | 10.28 | 5.74 | 9.94 | 4.18 | 10.28 | 5.68 | 9.94 | 4.23 | 10.28 | /temp/20210831072107/PRB570~1.pdf | A+++ | 222 | 161 | 219 | 159 | 1 | 0 | 1 | /temp/20210831072101/001001~2.pdf
26719 | Viessmann Vitocal 200-G BWC 201.B06 |  | /temp/20240321121111/5368770VDP00017_1.pdf | 347 | 443 | 237 | 1 | 1 | Wasser-Wasser Wärmepumpe | 7.5 | 1.2 | 6.1 | Nein | Heizenergiezähler | einstufig | 0 | 40 | R-410A | 1.4 | Nein | 0 | 0 | 0 | 0 | 0 | 0 | 0 | 0 | 0 | 0 | 0 | 0 | 0 | 0 | 6.7 | 2 | 3.4 | 0 | /temp/20221118084528/HP1762022S1_Pruefbericht_VC_2xx-G_WW.pdf | TÜV Rheinland |  | /temp/20240321121112/AT-HP-01103.pdf | 2027-02-21T00:00:00.000Z | AT-HP-01103 | /temp/20220113080449/Baugleichheitsbestaetigung_Vitocal_2xx-G_und_3xx-G.pdf |  |  | 0 | 0 | 0 |  | 0000-00-00 | Nein | Ja | Nein | --- | 0 | 134 | 0 | 7 | A+++ | 186 | 0 | 6 | 0 | 0 | 0 | 0 | 0 | 0 | 0 | 0 | /temp/20220113080041/ErP-Datenblatt_VC200-G_BWC201.bxx.pdf | A++ | 0 | 0 | 0 | 0 | 1 | 0 | 0
26720 | Viessmann Vitocal 200-G BWC 201.B08 | /temp/20220113081749/logo.jpg | /temp/20220113082438/Datenblatt_VC_200-G.pdf | 347 | 443 | 237 | 1 | 1 | Wasser-Wasser Wärmepumpe | 9.8 | 1.6 | 6.2 | Nein | Heizenergiezähler | einstufig | 0 | 43 | R-410A | 2 | Nein | 0 | 0 | 0 | 0 | 0 | 0 | 0 | 0 | 0 | 0 | 0 | 0 | 0 | 0 | 8.9 | 2.5 | 3.5 | 0 | /temp/20221118084942/HP1762022S1_Pruefbericht_VC_2xx-G_WW.pdf | TÜV Rheinland |  | /temp/20240321120553/AT-HP-01103.pdf | 2027-02-21T00:00:00.000Z | AT-HP-01103 | /temp/20220113082544/Baugleichheitsbestaetigung_Vitocal_2xx-G_und_3xx-G.pdf |  |  | 0 | 0 | 0 |  | 0000-00-00 | Nein | Ja | Nein | --- | 0 | 143 | 0 | 9 | A+++ | 201 | 0 | 8 | 0 | 0 | 0 | 0 | 0 | 0 | 0 | 0 | /temp/20220113082037/ErP-Datenblatt_VC200-G_BWC201.bxx.pdf | A++ | 0 | 0 | 0 | 0 | 1 | 0 | 0
26721 | Viessmann Vitocal 200-G BWC 201.B10 | /temp/20220113083154/logo.jpg | /temp/20220113083447/Datenblatt_VC_200-G.pdf | 347 | 443 | 237 | 1 | 1 | Wasser-Wasser Wärmepumpe | 13.4 | 2.1 | 6.4 | Nein | Heizenergiezähler | einstufig | 0 | 46 | R-410A | 2.4 | Nein | 0 | 0 | 0 | 0 | 0 | 0 | 0 | 0 | 0 | 0 | 0 | 0 | 0 | 0 | 12.5 | 3.7 | 3.4 | 0 | /temp/20221118085023/HP1762022S1_Pruefbericht_VC_2xx-G_WW.pdf | TÜV Rheinland |  | /temp/20240321120432/AT-HP-01103.pdf | 2027-02-21T00:00:00.000Z | AT-HP-01103 | /temp/20220113083531/Baugleichheitsbestaetigung_Vitocal_2xx-G_und_3xx-G.pdf |  |  | 0 | 0 | 0 |  | 0000-00-00 | Nein | Ja | Nein | --- | 0 | 150 | 0 | 12 | A+++ | 204 | 0 | 11 | 0 | 0 | 0 | 0 | 0 | 0 | 0 | 0 | /temp/20220113083432/ErP-Datenblatt_VC200-G_BWC201.bxx.pdf | A+++ | 0 | 0 | 0 | 0 | 1 | 0 | 0
26217 | Viessmann Vitocal 200-G BWC 201.B13 | /temp/20210910063329/logo.jpg | /temp/20210913125057/technischeDaten-B13.pdf | 347 | 443 | 237 | 1 | 1 | Wasser-Wasser Wärmepumpe | 17.3 | 3 | 5.7 | Ja | Heizenergiezähler | einstufig | 0 | 44 | R-410A | 2.15 | Nein | 0 | 0 | 0 | 0 | 0 | 0 | 0 | 0 | 0 | 0 | 0 | 0 | 0 | 0 | 15.7 | 4.6 | 3.5 | 0 | /temp/20221118085103/HP1762022S1_Pruefbericht_VC_2xx-G_WW.pdf | TÜV Rheinland |  | /temp/20240321120216/AT-HP-01103.pdf | 2027-02-21T00:00:00.000Z | AT-HP-01103 | /temp/20210910064137/Baugleichheitsbestaetigung_Vitocal_2xx-G_und_3xx-G.pdf |  |  | 0 | 0 | 0 |  | 0000-00-00 | Ja | Ja | Nein | --- | 0 | 148 | 0 | 13 | A+++ | 204 | 0 | 12 | 0 | 0 | 0 | 0 | 0 | 0 | 0 | 0 | /temp/20210910063912/VC200-G_BWC201.bxxproduktdatenblatt-energieverbrauch.pdf | A++ | 0 | 0 | 0 | 0 | 1 | 0 | 0
26722 | Viessmann Vitocal 200-G BWC 201.B17 |  | /temp/20220113084411/Datenblatt_VC_200-G.pdf | 347 | 443 | 237 | 1 | 1 | Wasser-Wasser Wärmepumpe | 22.6 | 3.7 | 6.2 | Nein | Heizenergiezähler | einstufig | 0 | 47 | R-410A | 2.6 | Nein | 0 | 0 | 0 | 0 | 0 | 0 | 0 | 0 | 0 | 0 | 0 | 0 | 0 | 0 | 22.4 | 5.4 | 3.7 | 0 | /temp/20221118085142/HP1762022S1_Pruefbericht_VC_2xx-G_WW.pdf | Wärmepumpen-Testzentrum WPZ Buchs |  | /temp/20240321115757/AT-HP-01103.pdf | 2027-02-21T00:00:00.000Z | AT-HP-01103 | /temp/20220113084455/Baugleichheitsbestaetigung_Vitocal_2xx-G_und_3xx-G.pdf |  |  | 0 | 0 | 0 |  | 0000-00-00 | Nein | Ja | Nein | --- | 0 | 140 | 0 | 17 | A+++ | 185 | 0 | 16 | 0 | 0 | 0 | 0 | 0 | 0 | 0 | 0 | /temp/20220113084358/ErP-Datenblatt_VC200-G_BWC201.bxx.pdf | A++ | 0 | 0 | 0 | 0 | 1 | 0 | 0
3492 | Viessmann Vitocal 300-G BW 301.B06 / BWS 301.B06 | /temp/20120227132254/logo.jpg | /temp/20180625065528/DB-Vitocal_300-G.pdf | 347 | 443 | 237 | 1 | 0 | Wasser-Wasser Wärmepumpe | 7.7 | 1.2 | 6.2 | Ja | Arbeitszahlrechner | einstufig | 9 | 40 | R-410A | 1.4 | Nein | 0 | 25 | 0 | 60 | 1.5 | 0 | 0 | 0 | 0 | 0 | 0 | 0 | 0 | 0 | 6.9 | 2 | 3.4 | 113 | /temp/20180625065048/Testreport-Vitocal_300-G_301.b06_bis_17.pdf | VDE Prüf- und Zertifizierungsinstitut GmbH | 199802-AS9-2 | /temp/20180625065300/AT-HP-00617.pdf | 2020-11-20T00:00:00.000Z | AT-HP-00617 |  |  |  | 0 | 0 | 0 |  | 2014-10-08T00:00:00.000Z | Ja | Ja | Nein | --- | 0 | 142 | 0 | 6 | A++ | 200 | 0 | 6 | 0 | 0 | 0 | 0 | 0 | 0 | 0 | 0 | /temp/20180625065330/Produktdatenblatt_Vitocal_300-G_BW_301_B06.pdf | A++ | 0 | 0 | 0 | 0 | 1 | 0 | 0
12352 | Viessmann Vitocal 300-G BW 301.B08 / BWS 301.B08 | /temp/20120227132254/logo.jpg | /temp/20180625072945/DB-Vitocal_300-G.pdf | 347 | 443 | 237 | 1 | 0 | Wasser-Wasser Wärmepumpe | 10.2 | 1.6 | 6.6 | Ja | Arbeitszahlrechner | einstufig | 9 | 41 | R-410A | 1.95 | Nein | 0 | 25 | 0 | 60 | 0 | 0 | 0 | 0 | 0 | 0 | 0 | 0 | 0 | 0 | 9.3 | 2.5 | 3.7 | 113 | /temp/20180625073019/Testreport-Vitocal_300-G_301.b06_bis_17.pdf | VDE Prüf- und Zertifizierungsinstitut GmbH | 199802-AS9-2 | /temp/20220504075831/AT-HP-00617.pdf | 2023-11-19T00:00:00.000Z | AT-HP-00617 |  |  |  | 0 | 0 | 0 |  | 2014-10-08T00:00:00.000Z | Ja | Ja | Nein | --- | 0 | 162 | 0 | 9 | A+++ | 197 | 0 | 8 | 0 | 0 | 0 | 0 | 0 | 0 | 0 | 0 | /temp/20180625072937/Produktdatenblatt_Vitocal_300-G_BW_301_B08.pdf | A+++ | 0 | 0 | 0 | 0 | 1 | 0 | 0
12353 | Viessmann Vitocal 300-G BW 301.B10 / BWS 301.B10 | /temp/20120227132254/logo.jpg |  | 347 | 443 | 237 | 1 | 0 | Wasser-Wasser Wärmepumpe | 13.5 | 2.1 | 6.6 | Ja | Arbeitszahlrechner | einstufig | 9 | 41 | R-410A | 2.4 | Nein | 0 | 25 | 0 | 60 | 0 | 0 | 0 | 0 | 0 | 0 | 0 | 0 | 0 | 0 | 12.3 | 3.2 | 3.8 | 113 | /temp/20180625073715/Testreport-Vitocal_300-G_301.b06_bis_17.pdf | VDE Prüf- und Zertifizierungsinstitut GmbH | 199802-AS9-2 | /temp/20180625073700/AT-HP-00617.pdf | 2020-11-20T00:00:00.000Z | AT-HP-00617 |  |  |  | 0 | 0 | 0 |  | 2014-10-08T00:00:00.000Z | Ja | Ja | Nein | --- | 0 | 173 | 0 | 12 | A++ | 210 | 0 | 11 | 0 | 0 | 0 | 0 | 0 | 0 | 0 | 0 | /temp/20180625073648/Produktdatenblatt_Vitocal_300-G_BW_301_B10.pdf | A++ | 0 | 0 | 0 | 0 | 1 | 0 | 0
12354 | Viessmann Vitocal 300-G BW 301.B13 / BWS 301.B13 | /temp/20120227132254/logo.jpg |  | 347 | 443 | 237 | 1 | 0 | Wasser-Wasser Wärmepumpe | 17.4 | 2.8 | 6.3 | Ja | Arbeitszahlrechner | einstufig | 9 | 41 | R-410A | 2.25 | Nein | 0 | 25 | 0 | 60 | 0 | 0 | 0 | 0 | 0 | 0 | 0 | 0 | 0 | 0 | 15.9 | 4.2 | 3.8 | 113 | /temp/20180625074719/Testreport-Vitocal_300-G_301.b06_bis_17.pdf | VDE Prüf- und Zertifizierungsinstitut GmbH | 199802-AS9-2 | /temp/20180625074749/AT-HP-00617.pdf | 2020-11-20T00:00:00.000Z | AT-HP-00617 |  |  |  | 0 | 0 | 0 |  | 2014-10-08T00:00:00.000Z | Ja | Ja | Nein | --- | 0 | 153 | 0 | 14.74 | A++ | 220 | 0 | 13.68 | 0 | 0 | 0 | 0 | 0 | 0 | 0 | 0 | /temp/20180625074704/Produktdatenblatt_Vitocal_300-G_BW_301_B13.pdf | A++ | 0 | 0 | 0 | 0 | 1 | 0 | 0
12355 | Viessmann Vitocal 300-G BW 301.B17 / BWS 301.B17 | /temp/20120227132254/logo.jpg |  | 347 | 443 | 237 | 1 | 0 | Wasser-Wasser Wärmepumpe | 22.6 | 3.7 | 6.2 | Nein | Arbeitszahlrechner | einstufig | 9 | 42 | R-410A | 2.75 | Nein | 0 | 25 | 0 | 60 | 0 | 0 | 0 | 0 | 0 | 0 | 0 | 0 | 0 | 0 | 20.7 | 5.7 | 3.6 | 113 | /temp/20180625075526/Testreport-Vitocal_300-G_301.b06_bis_17.pdf | VDE Prüf- und Zertifizierungsinstitut GmbH | 199802-AS9-2 | /temp/20180625075514/AT-HP-00617.pdf | 2020-11-20T00:00:00.000Z | AT-HP-00617 |  |  |  | 0 | 0 | 0 |  | 2014-10-08T00:00:00.000Z | Ja | Ja | Nein | --- | 0 | 145 | 0 | 20 | A++ | 202 | 0 | 18 | 0 | 0 | 0 | 0 | 0 | 0 | 0 | 0 | /temp/20180625075503/Produktdatenblatt_Vitocal_300-G_BW_301_B17.pdf | A++ | 0 | 0 | 0 | 0 | 1 | 0 | 0
12356 | Viessmann Vitocal 300-G BWC 301.B06 | /temp/20120227132254/logo.jpg |  | 347 | 443 | 237 | 1 | 0 | Wasser-Wasser Wärmepumpe | 7.6 | 1.3 | 6.1 | Ja | Arbeitszahlrechner | einstufig | 9 | 40 | R-410A | 1.4 | Nein | 0 | 25 | 0 | 60 | 1.5 | 0 | 0 | 0 | 0 | 0 | 0 | 0 | 0 | 0 | 6.9 | 2 | 3.5 | 113 | /temp/20180625081938/Testreport-Vitocal_300-G_301.b06_bis_17.pdf | VDE Prüf- und Zertifizierungsinstitut GmbH | 199802-AS9-2 | /temp/20180625082045/AT-HP-00618.pdf | 2020-11-20T00:00:00.000Z | AT-HP-00618 |  |  |  | 0 | 0 | 0 |  | 2014-10-08T00:00:00.000Z | Ja | Ja | Nein | --- | 0 | 142 | 0 | 6 | A++ | 200 | 0 | 6 | 0 | 0 | 0 | 0 | 0 | 0 | 0 | 0 | /temp/20180625081929/Produktdatenblatt_Vitocal_300-G_BWC_301_B06.pdf | A++ | 0 | 0 | 0 | 0 | 1 | 0 | 0
12357 | Viessmann Vitocal 300-G BWC 301.B08 | /temp/20120227132254/logo.jpg |  | 347 | 443 | 237 | 1 | 0 | Wasser-Wasser Wärmepumpe | 10.2 | 1.6 | 6.6 | Ja | Arbeitszahlrechner | einstufig | 9 | 41 | R-410A | 1.95 | Nein | 0 | 25 | 0 | 60 | 0 | 0 | 0 | 0 | 0 | 0 | 0 | 0 | 0 | 0 | 9.3 | 2.5 | 3.7 | 113 | /temp/20180625082205/Testreport-Vitocal_300-G_301.b06_bis_17.pdf | VDE Prüf- und Zertifizierungsinstitut GmbH | 199802-AS9-2 | /temp/20180625082149/AT-HP-00618.pdf | 2020-11-20T00:00:00.000Z | AT-HP-00618 |  |  |  | 0 | 0 | 0 |  | 2014-10-08T00:00:00.000Z | Ja | Ja | Nein | --- | 0 | 162 | 0 | 9 | A++ | 197 | 0 | 8 | 0 | 0 | 0 | 0 | 0 | 0 | 0 | 0 | /temp/20180626061305/Produktdatenblatt_Vitocal_300-G_BWC_301_B08.pdf | A++ | 0 | 0 | 0 | 0 | 1 | 0 | 0
12358 | Viessmann Vitocal 300-G BWC 301.B10 | /temp/20120227132254/logo.jpg |  | 347 | 443 | 237 | 1 | 0 | Wasser-Wasser Wärmepumpe | 13.5 | 2.1 | 6.6 | Ja | Arbeitszahlrechner | einstufig | 9 | 41 | R-410A | 2.4 | Nein | 0 | 25 | 0 | 60 | 0 | 0 | 0 | 0 | 0 | 0 | 0 | 0 | 0 | 0 | 12.3 | 3.2 | 3.8 | 113 | /temp/20180625082436/Testreport-Vitocal_300-G_301.b06_bis_17.pdf | VDE Prüf- und Zertifizierungsinstitut GmbH | 199802-AS9-2 | /temp/20180625082427/AT-HP-00618.pdf | 2020-11-20T00:00:00.000Z | AT-HP-00618 |  |  |  | 0 | 0 | 0 |  | 2014-10-08T00:00:00.000Z | Ja | Ja | Nein | --- | 0 | 173 | 0 | 12 | A++ | 210 | 0 | 11 | 0 | 0 | 0 | 0 | 0 | 0 | 0 | 0 | /temp/20180625082420/Produktdatenblatt_Vitocal_300-G_BWC_301_B10.pdf | A++ | 0 | 0 | 0 | 0 | 1 | 0 | 0
12359 | Viessmann Vitocal 300-G BWC 301.B13 | /temp/20120227132254/logo.jpg |  | 347 | 443 | 237 | 1 | 0 | Wasser-Wasser Wärmepumpe | 17.6 | 2.8 | 6.2 | Ja | Arbeitszahlrechner | einstufig | 9 | 41 | R-410A | 2.25 | Nein | 0 | 25 | 0 | 60 | 0 | 0 | 0 | 0 | 0 | 0 | 0 | 0 | 0 | 0 | 16.3 | 4.2 | 3.9 | 113 | /temp/20180625082714/Testreport-Vitocal_300-G_301.b06_bis_17.pdf | VDE Prüf- und Zertifizierungsinstitut GmbH | 199802-AS9-2 | /temp/20180625082703/AT-HP-00618.pdf | 2020-11-20T00:00:00.000Z | AT-HP-00618 |  |  |  | 0 | 0 | 0 |  | 2014-10-08T00:00:00.000Z | Ja | Ja | Nein | --- | 0 | 153 | 0 | 15 | A++ | 220 | 0 | 14 | 0 | 0 | 0 | 0 | 0 | 0 | 0 | 0 | /temp/20180625082652/Produktdatenblatt_Vitocal_300-G_BWC_301_B13.pdf | A++ | 0 | 0 | 0 | 0 | 1 | 0 | 0
12360 | Viessmann Vitocal 300-G BWC 301.B17 | /temp/20120227132254/logo.jpg |  | 347 | 443 | 237 | 1 | 0 | Wasser-Wasser Wärmepumpe | 22.6 | 3.7 | 6.2 | Nein | Arbeitszahlrechner | einstufig | 9 | 42 | R-410A | 2.75 | Nein | 0 | 25 | 0 | 60 | 0 | 0 | 0 | 0 | 0 | 0 | 0 | 0 | 0 | 0 | 20.7 | 5.7 | 3.6 | 113 | /temp/20180625082854/Testreport-Vitocal_300-G_301.b06_bis_17.pdf | VDE Prüf- und Zertifizierungsinstitut GmbH | 199802-AS9-2 | /temp/20180626063119/AT-HP-00618.pdf | 2020-11-20T00:00:00.000Z | AT-HP-00618 |  |  |  | 0 | 0 | 0 |  | 2014-10-08T00:00:00.000Z | Ja | Ja | Nein | --- | 0 | 145 | 0 | 20 | A++ | 202 | 0 | 18 | 0 | 0 | 0 | 0 | 0 | 0 | 0 | 0 | /temp/20180626063132/Produktdatenblatt_Vitocal_300-G_BWC_301_B17.pdf | A++ | 0 | 0 | 0 | 0 | 1 | 0 | 0
26743 | Viessmann Vitocal 300-G BWC 301.C06 | /temp/20220114102817/logo.png |  | 347 | 443 | 237 | 1 | 1 | Wasser-Wasser Wärmepumpe | 5.7 | 0.9 | 6.3 | Nein | Heizenergiezähler | einstufig | 0 | 40 | R-410A | 2 | Nein | 0 | 0 | 0 | 0 | 0 | 0 | 0 | 0 | 0 | 0 | 0 | 0 | 0 | 0 | 5.2 | 1.4 | 3.5 | 0 | /temp/20221118090341/HP1772022S1_Pruefbericht_VC_3xx-G_WW.pdf | TÜV Rheinland |  | /temp/20240516080824/AT-HP-01025.pdf | 2026-01-25T00:00:00.000Z | AT-HP-01025 | /temp/20220127154403/Bestaetigung_Wasser_Wasser_Waermepumpen_-_Google_Docs_(1).pdf |  |  | 0 | 0 | 0 |  | 0000-00-00 | Nein | Ja | Nein | --- | 0 | 141 | 0 | 6 | A+++ | 204 | 0 | 6 | 0 | 0 | 0 | 0 | 0 | 0 | 0 | 0 | /temp/20220114103141/ErP-Label_VC300-G_BWC.pdf | A++ | 0 | 0 | 0 | 0 | 1 | 0 | 0
26744 | Viessmann Vitocal 300-G BWC 301.C12 | /temp/20220114103450/logo.png |  | 347 | 443 | 237 | 1 | 1 | Wasser-Wasser Wärmepumpe | 7.2 | 1.1 | 6.2 | Nein | Heizenergiezähler | einstufig | 0 | 41 | R-410A | 2.3 | Nein | 0 | 0 | 0 | 0 | 0 | 0 | 0 | 0 | 0 | 0 | 0 | 0 | 0 | 0 | 6.6 | 1.8 | 3.5 | 0 | /temp/20221118090303/HP1772022S1_Pruefbericht_VC_3xx-G_WW.pdf | TÜV Rheinland |  | /temp/20240516084755/AT-HP-01025.pdf | 2026-01-25T00:00:00.000Z | AT-HP-01025 | /temp/20220114103748/Baugleichheitsbestaetigung_Vitocal_2xx-G_und_3xx-G.pdf |  |  | 0 | 0 | 0 |  | 0000-00-00 | Nein | Ja | Nein | --- | 0 | 151 | 0 | 12 | A+++ | 204 | 0 | 12 | 0 | 0 | 0 | 0 | 0 | 0 | 0 | 0 | /temp/20220114103658/ErP-Label_VC300-G_BWC.pdf | A+++ | 0 | 0 | 0 | 0 | 1 | 0 | 0
26745 | Viessmann Vitocal 300-G BWC 301.C16 | /temp/20220114103852/logo.png |  | 347 | 443 | 237 | 1 | 1 | Wasser-Wasser Wärmepumpe | 10 | 1.6 | 6.3 | Nein | Heizenergiezähler | einstufig | 0 | 40 | R-410A | 3.3 | Nein | 0 | 0 | 0 | 0 | 0 | 0 | 0 | 0 | 0 | 0 | 0 | 0 | 0 | 0 | 8.9 | 2.4 | 3.6 | 0 | /temp/20221118090418/HP1772022S1_Pruefbericht_VC_3xx-G_WW.pdf | TÜV Rheinland |  | /temp/20240516085632/AT-HP-01025.pdf | 2026-01-25T00:00:00.000Z | AT-HP-01025 |  |  |  | 0 | 0 | 0 |  | 0000-00-00 | Nein | Ja | Nein | --- | 0 | 159 | 0 | 13 | A+++ | 217 | 0 | 15 | 0 | 0 | 0 | 0 | 0 | 0 | 0 | 0 | /temp/20220114104115/ErP-Label_VC300-G_BWC.pdf | A+++ | 0 | 0 | 0 | 0 | 1 | 0 | 0
10136 | Waterkotte Basic Line Ai1 Geo 5005.5 | /temp/20160225103441/logo.jpg | /temp/20160323092509/Basic_Line_Kap_1_V20.pdf | 347 | 469 | 240 | 1 | 0 | Basic Line Ai1 Geo | 6.6 | 1.1 | 6.3 | Nein | Heizenergiezähler | einstufig | 6 | 46 | R-410A | 1.8 | Ja | 8 | 20 | 15 | 60 | 1.3 | 0 | 0 | 0 | 0 | 0 | 0 | 0 | 0 | 0 | 6 | 1.7 | 3.7 | 192 | /temp/20160225104048/WW-178-15-05_Basic_Line_Ai1_Geo_5006.5_ww_version_3_scan.pdf | AIT Austrian Institute of Technology GmbH | WW-178-15-05 | /temp/20230123112214/AT-HP-00393_Basic_Line_Ai1_Geo_Wasser-Wasser_bis_20.05.2024.pdf | 2024-05-20T00:00:00.000Z | AT-HP-00393 |  |  |  | 0 | 0 | 0 |  | 2015-04-20T00:00:00.000Z | Nein | Ja | Ja | L | 162 | 182 | 0 | 7 | A+++ | 280 | 0 | 6 | 0 | 7 | 0 | 6 | 0 | 7 | 0 | 6 | /temp/20160322145513/Datenblatt_BL_Ai1_Geo_B0-W10_22_03_16V2.pdf | A+++ | 288 | 186 | 282 | 182 | 1 | 0 | 1
10137 | Waterkotte Basic Line Ai1 Geo 5006.5 | /temp/20160225105157/logo.jpg |  | 347 | 469 | 240 | 1 | 0 | Basic Line Ai1 Geo | 7.5 | 1.2 | 6.3 | Nein | Heizenergiezähler | einstufig | 6 | 47 | R-410A | 1.8 | Ja | 8 | 20 | 15 | 60 | 1.8 | 0 | 0 | 0 | 0 | 0 | 0 | 0 | 0 | 0 | 6.9 | 1.9 | 3.7 | 192 | /temp/20160225105955/WW-178-15-05_Basic_Line_Ai1_Geo_5006.5_ww_version_3_scan.pdf | Wärmepumpen-Testzentrum WPZ Buchs | WW-178-15-05 | /temp/20230123112255/AT-HP-00393_Basic_Line_Ai1_Geo_Wasser-Wasser_bis_20.05.2024.pdf | 2024-05-20T00:00:00.000Z | AT-HP-00393 |  |  |  | 0 | 0 | 0 |  | 2015-04-20T00:00:00.000Z | Nein | Ja | Ja | L | 154 | 174 | 0 | 8 | A+++ | 265 | 0 | 7 | 0 | 8 | 0 | 7 | 0 | 8 | 0 | 7 | /temp/20160322145539/Datenblatt_BL_Ai1_Geo_B0-W10_22_03_16V2.pdf | A+++ | 272 | 179 | 267 | 175 | 1 | 0 | 1
10138 | Waterkotte Basic Line Ai1 Geo 5008.5 |  | /temp/20160323092346/Basic_Line_Kap_1_V20.pdf | 347 | 469 | 240 | 1 | 0 | Basic Line Ai1 Geo | 10.2 | 1.6 | 6.5 | Nein | Heizenergiezähler | einstufig | 6 | 48 | R-410A | 2 | Ja | 8 | 20 | 15 | 60 | 2.5 | 0 | 0 | 0 | 0 | 0 | 0 | 0 | 0 | 0 | 9.2 | 2.6 | 3.7 | 209 | /temp/20160225110338/WW-178-15-05_Basic_Line_Ai1_Geo_5006.5_ww_version_3_scan.pdf | Wärmepumpen-Testzentrum WPZ Buchs | WW-178-15-05 | /temp/20230123112310/AT-HP-00393_Basic_Line_Ai1_Geo_Wasser-Wasser_bis_20.05.2024.pdf | 2024-05-20T00:00:00.000Z | AT-HP-00393 |  |  |  | 0 | 0 | 0 |  | 2015-04-20T00:00:00.000Z | Nein | Ja | Ja | L | 162 | 178 | 0 | 10 | A+++ | 272 | 0 | 9 | 0 | 10 | 0 | 9 | 0 | 10 | 0 | 9 | /temp/20160322145604/Datenblatt_BL_Ai1_Geo_B0-W10_22_03_16V2.pdf | A+++ | 280 | 183 | 275 | 180 | 1 | 0 | 1
10139 | Waterkotte Basic Line Ai1 Geo 5010.5 |  | /temp/20160323091926/Basic_Line_Kap_1_V20.pdf | 347 | 469 | 240 | 1 | 0 | Basic Line Ai1 Geo | 13.5 | 2.2 | 6 | Nein | Heizenergiezähler | einstufig | 6 | 48 | R-410A | 2 | Ja | 8 | 20 | 15 | 60 | 3.3 | 0 | 0 | 0 | 0 | 0 | 0 | 0 | 0 | 0 | 12.2 | 3.5 | 3.5 | 209 | /temp/20160225112100/WW-178-15-05_Basic_Line_Ai1_Geo_5006.5_ww_version_3_scan.pdf | Wärmepumpen-Testzentrum WPZ Buchs | WW-178-15 | /temp/20230123112152/AT-HP-00393_Basic_Line_Ai1_Geo_Wasser-Wasser_bis_20.05.2024.pdf | 2024-05-20T00:00:00.000Z | AT-HP-00393 |  |  |  | 0 | 0 | 0 |  | 2015-04-20T00:00:00.000Z | Nein | Ja | Ja | L | 135 | 167 | 0 | 14 | A+++ | 249 | 0 | 12 | 0 | 14 | 0 | 12 | 0 | 14 | 0 | 12 | /temp/20160322145628/Datenblatt_BL_Ai1_Geo_B0-W10_22_03_16V2.pdf | A+++ | 256 | 171 | 252 | 168 | 1 | 0 | 1
12567 | Waterkotte EcoTouch 5007.5 Ai | /temp/20180829141423/logo.jpg | /temp/20180905080507/Kap_2_EcoTouch5029Ai_V4.pdf | 347 | 469 | 240 | 1 | 1 | EcoTouch 5029 Ai | 6.8 | 1.1 | 6.6 | Nein | Heizenergiezähler | einstufig | 6 | 44 | R-410A | 1.9 | Nein | 8 | 20 | 10 | 65 | 1 | 0 | 0 | 0 | 0 | 0 | 0 | 0 | 0 | 0 | 6.1 | 1.7 | 3.7 | 0 | /temp/20180829141830/WW-209-17-17_Zertifikat_EHPA_V2.pdf | Wärmepumpen-Testzentrum WPZ Buchs |  | /temp/20240418072403/AT-HP-00630.pdf | 2027-02-03T00:00:00.000Z | AT-HP-00630 |  |  |  | 0 | 0 | 0 |  | 0000-00-00 | Nein | Ja | Nein | --- | 0 | 178 | 0 | 7 | A+++ | 254 | 0 | 6 | 0 | 7 | 0 | 6 | 0 | 7 | 0 | 6 | /temp/20180829141741/Datenblatt_ET_5029Ai_W10_15_02_18.pdf | A+++ | 259 | 183 | 252 | 177 | 1 | 1 | 1
12574 | Waterkotte EcoTouch 5007.5 Ai NC | /temp/20180829141423/logo.jpg | /temp/20180831094625/Kap_2_EcoTouch5029Ai_V4.pdf | 347 | 469 | 240 | 1 | 1 | EcoTouch 5029 Ai | 6.8 | 1.1 | 6.6 | Nein | Heizenergiezähler | einstufig | 6 | 44 | R-410A | 1.9 | Nein | 8 | 20 | 10 | 65 | 1 | 0 | 0 | 0 | 0 | 0 | 0 | 0 | 0 | 0 | 6.1 | 1.7 | 3.7 | 0 | /temp/20180829144836/WW-209-17-17_Zertifikat_EHPA_V2.pdf | Wärmepumpen-Testzentrum WPZ Buchs |  | /temp/20240422080430/AT-HP-00630_EcoTouch_5029Ai_NC_Wasser-Wasser_bis_03_02_2027_mit_Unterschrift.pdf | 2027-02-03T00:00:00.000Z | AT-HP-00630 |  |  |  | 0 | 0 | 0 |  | 0000-00-00 | Ja | Ja | Nein | --- | 0 | 178 | 0 | 7 | A+++ | 254 | 0 | 6 | 0 | 7 | 0 | 6 | 0 | 7 | 0 | 6 | /temp/20180829144827/Datenblatt_ET_5029Ai_W10_15_02_18.pdf | A+++ | 259 | 183 | 252 | 177 | 1 | 1 | 1
12568 | Waterkotte EcoTouch 5008.5 Ai | /temp/20180829141423/logo.jpg | /temp/20180831094717/Kap_2_EcoTouch5029Ai_V4.pdf | 347 | 469 | 240 | 1 | 1 | EcoTouch 5029 Ai | 7.9 | 1.3 | 6.6 | Nein | Heizenergiezähler | einstufig | 6 | 44 | R-410A | 1.9 | Nein | 8 | 20 | 10 | 65 | 2 | 0 | 0 | 0 | 0 | 0 | 0 | 0 | 0 | 0 | 7.2 | 2 | 3.7 | 0 | /temp/20180829142312/WW-209-17-17_Zertifikat_EHPA_V2.pdf | Wärmepumpen-Testzentrum WPZ Buchs |  | /temp/20240422080338/AT-HP-00630_EcoTouch_5029Ai_NC_Wasser-Wasser_bis_03_02_2027_mit_Unterschrift.pdf | 2027-02-03T00:00:00.000Z | AT-HP-00630 |  |  |  | 0 | 0 | 0 |  | 0000-00-00 | Nein | Ja | Nein | --- | 0 | 180 | 0 | 8 | A+++ | 255 | 0 | 7 | 0 | 8 | 0 | 7 | 0 | 8 | 0 | 7 | /temp/20180829142253/Datenblatt_ET_5029Ai_W10_15_02_18.pdf | A+++ | 262 | 186 | 256 | 180 | 1 | 1 | 1
12575 | Waterkotte EcoTouch 5008.5 Ai NC | /temp/20180829141423/logo.jpg | /temp/20180831094553/Kap_2_EcoTouch5029Ai_V4.pdf | 347 | 469 | 240 | 1 | 1 | EcoTouch 5029 Ai | 7.9 | 1.3 | 6.6 | Nein | Heizenergiezähler | einstufig | 6 | 44 | R-410A | 1.9 | Nein | 8 | 20 | 10 | 65 | 2 | 0 | 0 | 0 | 0 | 0 | 0 | 0 | 0 | 0 | 7.2 | 2 | 3.7 | 0 | /temp/20180829144959/WW-209-17-17_Zertifikat_EHPA_V2.pdf | Wärmepumpen-Testzentrum WPZ Buchs |  | /temp/20240603110449/AT-HP-00630_EcoTouch_5029Ai_NC_Wasser-Wasser_bis_03_02_2027_mit_Unterschrift.pdf | 2027-02-03T00:00:00.000Z | AT-HP-00630 |  |  |  | 0 | 0 | 0 |  | 0000-00-00 | Ja | Ja | Nein | --- | 0 | 180 | 0 | 8 | A+++ | 255 | 0 | 7 | 0 | 8 | 0 | 7 | 0 | 8 | 0 | 7 | /temp/20180829144920/Datenblatt_ET_5029Ai_W10_15_02_18.pdf | A+++ | 262 | 186 | 256 | 180 | 1 | 1 | 1
12569 | Waterkotte EcoTouch 5010.5 Ai | /temp/20180829141423/logo.jpg |  | 347 | 469 | 240 | 1 | 1 | EcoTouch 5029 Ai | 10.3 | 1.5 | 7 | Nein | Heizenergiezähler | einstufig | 6 | 45 | R-410A | 2.35 | Nein | 8 | 20 | 10 | 65 | 2 | 0 | 0 | 0 | 0 | 0 | 0 | 0 | 0 | 0 | 9.2 | 2.4 | 3.9 | 0 | /temp/20180829142632/WW-209-17-17_Zertifikat_EHPA_V2.pdf | Wärmepumpen-Testzentrum WPZ Buchs |  | /temp/20240603110657/AT-HP-00630_EcoTouch_5029Ai_NC_Wasser-Wasser_bis_03_02_2027_mit_Unterschrift.pdf | 2027-02-03T00:00:00.000Z | AT-HP-00630 |  |  |  | 0 | 0 | 0 |  | 0000-00-00 | Nein | Ja | Nein | --- | 0 | 187 | 0 | 10 | A+++ | 277 | 0 | 10 | 0 | 10 | 0 | 10 | 0 | 10 | 0 | 10 | /temp/20180829142548/Datenblatt_ET_5029Ai_W10_15_02_18.pdf | A+++ | 290 | 194 | 284 | 189 | 1 | 1 | 1
12576 | Waterkotte EcoTouch 5010.5 Ai NC | /temp/20180829141423/logo.jpg |  | 347 | 469 | 240 | 1 | 1 | EcoTouch 5029 Ai | 10.3 | 1.5 | 7 | Nein | Heizenergiezähler | einstufig | 6 | 45 | R-410A | 2.35 | Nein | 8 | 20 | 10 | 65 | 2 | 0 | 0 | 0 | 0 | 0 | 0 | 0 | 0 | 0 | 9.2 | 2.4 | 3.9 | 0 | /temp/20180829145129/WW-209-17-17_Zertifikat_EHPA_V2.pdf | Wärmepumpen-Testzentrum WPZ Buchs |  | /temp/20240603110731/AT-HP-00630_EcoTouch_5029Ai_NC_Wasser-Wasser_bis_03_02_2027_mit_Unterschrift.pdf | 2027-02-03T00:00:00.000Z | AT-HP-00630 |  |  |  | 0 | 0 | 0 |  | 0000-00-00 | Ja | Ja | Nein | --- | 0 | 187 | 0 | 10 | A+++ | 277 | 0 | 10 | 0 | 10 | 0 | 10 | 0 | 10 | 0 | 10 | /temp/20180829145059/Datenblatt_ET_5029Ai_W10_15_02_18.pdf | A+++ | 290 | 194 | 284 | 189 | 1 | 1 | 1
12570 | Waterkotte EcoTouch 5014.5 Ai | /temp/20180829141423/logo.jpg | /temp/20180831094741/Kap_2_EcoTouch5029Ai_V4.pdf | 347 | 469 | 240 | 1 | 1 | EcoTouch 5029 Ai | 14 | 2.1 | 6.4 | Nein | Heizenergiezähler | einstufig | 6 | 46 | R-410A | 2.35 | Nein | 8 | 20 | 10 | 65 | 3 | 0 | 0 | 0 | 0 | 0 | 0 | 0 | 0 | 0 | 12.6 | 3.4 | 3.7 | 0 | /temp/20180829143055/WW-209-17-17_Zertifikat_EHPA_V2.pdf | Wärmepumpen-Testzentrum WPZ Buchs |  | /temp/20240603110800/AT-HP-00630_EcoTouch_5029Ai_NC_Wasser-Wasser_bis_03_02_2027_mit_Unterschrift.pdf | 2027-02-03T00:00:00.000Z | AT-HP-00630 |  |  |  | 0 | 0 | 0 |  | 0000-00-00 | Nein | Ja | Nein | --- | 0 | 192 | 0 | 14 | A+++ | 271 | 0 | 13 | 0 | 14 | 0 | 13 | 0 | 14 | 0 | 13 | /temp/20180829143040/Datenblatt_ET_5029Ai_W10_15_02_18.pdf | A+++ | 281 | 197 | 275 | 192 | 1 | 1 | 1
12577 | Waterkotte EcoTouch 5014.5 Ai NC | /temp/20180829141423/logo.jpg | /temp/20180831094527/Kap_2_EcoTouch5029Ai_V4.pdf | 347 | 469 | 240 | 1 | 1 | EcoTouch 5029 Ai | 14 | 2.1 | 6.4 | Nein | Heizenergiezähler | einstufig | 6 | 46 | R-410A | 2.35 | Nein | 8 | 20 | 10 | 65 | 3 | 0 | 0 | 0 | 0 | 0 | 0 | 0 | 0 | 0 | 12.6 | 3.4 | 3.7 | 0 | /temp/20180829145248/WW-209-17-17_Zertifikat_EHPA_V2.pdf | Wärmepumpen-Testzentrum WPZ Buchs |  | /temp/20240603110837/AT-HP-00630_EcoTouch_5029Ai_NC_Wasser-Wasser_bis_03_02_2027_mit_Unterschrift.pdf | 2027-02-03T00:00:00.000Z | AT-HP-00630 |  |  |  | 0 | 0 | 0 |  | 0000-00-00 | Ja | Ja | Nein | --- | 0 | 192 | 0 | 14 | A+++ | 271 | 0 | 13 | 0 | 14 | 0 | 13 | 0 | 14 | 0 | 13 | /temp/20180829145236/Datenblatt_ET_5029Ai_W10_15_02_18.pdf | A+++ | 281 | 197 | 275 | 192 | 1 | 1 | 1
12571 | Waterkotte EcoTouch 5018.5 Ai | /temp/20180829141423/logo.jpg | /temp/20180831094812/Kap_2_EcoTouch5029Ai_V4.pdf | 347 | 469 | 240 | 1 | 1 | EcoTouch 5029 Ai | 17.8 | 2.7 | 6.7 | Nein | Heizenergiezähler | einstufig | 6 | 46 | R-410A | 2.6 | Nein | 8 | 20 | 10 | 65 | 3 | 0 | 0 | 0 | 0 | 0 | 0 | 0 | 0 | 0 | 16 | 4.3 | 3.8 | 0 | /temp/20180829143352/WW-209-17-17_Zertifikat_EHPA_V2.pdf | Wärmepumpen-Testzentrum WPZ Buchs |  | /temp/20240603110905/AT-HP-00630_EcoTouch_5029Ai_NC_Wasser-Wasser_bis_03_02_2027_mit_Unterschrift.pdf | 2027-02-03T00:00:00.000Z | AT-HP-00630 |  |  |  | 0 | 0 | 0 |  | 0000-00-00 | Nein | Ja | Nein | --- | 0 | 192 | 0 | 18 | A+++ | 264 | 0 | 16 | 0 | 18 | 0 | 16 | 0 | 18 | 0 | 16 | /temp/20180829143337/Datenblatt_ET_5029Ai_W10_15_02_18.pdf | A+++ | 275 | 198 | 271 | 193 | 1 | 1 | 1
12578 | Waterkotte EcoTouch 5018.5 Ai NC | /temp/20180829141423/logo.jpg | /temp/20180831094455/Kap_2_EcoTouch5029Ai_V4.pdf | 347 | 469 | 240 | 1 | 1 | EcoTouch 5029 Ai | 17.8 | 2.7 | 6.7 | Nein | Heizenergiezähler | einstufig | 6 | 46 | R-410A | 2.6 | Nein | 8 | 20 | 10 | 65 | 3 | 0 | 0 | 0 | 0 | 0 | 0 | 0 | 0 | 0 | 16 | 4.3 | 3.8 | 0 | /temp/20180829145412/WW-209-17-17_Zertifikat_EHPA_V2.pdf | Wärmepumpen-Testzentrum WPZ Buchs |  | /temp/20240603110936/AT-HP-00630_EcoTouch_5029Ai_NC_Wasser-Wasser_bis_03_02_2027_mit_Unterschrift.pdf | 2027-02-03T00:00:00.000Z | AT-HP-00630 |  |  |  | 0 | 0 | 0 |  | 0000-00-00 | Ja | Ja | Nein | --- | 0 | 192 | 0 | 18 | A+++ | 264 | 0 | 16 | 0 | 18 | 0 | 16 | 0 | 18 | 0 | 16 | /temp/20180829145349/Datenblatt_ET_5029Ai_W10_15_02_18.pdf | A+++ | 275 | 198 | 271 | 193 | 1 | 1 | 1
12572 | Waterkotte EcoTouch 5023.5 Ai | /temp/20180829141423/logo.jpg |  | 347 | 469 | 240 | 1 | 1 | EcoTouch 5029 Ai | 22.9 | 3.9 | 5.9 | Nein | Heizenergiezähler | einstufig | 6 | 47 | R-410A | 2.6 | Nein | 8 | 20 | 10 | 65 | 4 | 0 | 0 | 0 | 0 | 0 | 0 | 0 | 0 | 0 | 21.2 | 5.6 | 3.8 | 0 | /temp/20180829143813/WW-210-17-18_Zertifikat_EHPA_V2.pdf | Wärmepumpen-Testzentrum WPZ Buchs |  | /temp/20240603111005/AT-HP-00630_EcoTouch_5029Ai_NC_Wasser-Wasser_bis_03_02_2027_mit_Unterschrift.pdf | 2027-02-03T00:00:00.000Z | AT-HP-00630 |  |  |  | 0 | 0 | 0 |  | 0000-00-00 | Nein | Ja | Nein | --- | 0 | 183 | 0 | 23 | A+++ | 243 | 0 | 22 | 0 | 23 | 0 | 22 | 0 | 23 | 0 | 22 | /temp/20180829143847/Datenblatt_ET_5029Ai_W10_15_02_18.pdf | A+++ | 254 | 188 | 250 | 184 | 1 | 1 | 1
12579 | Waterkotte EcoTouch 5023.5 Ai NC | /temp/20180829141423/logo.jpg |  | 347 | 469 | 240 | 1 | 1 | EcoTouch 5029 Ai | 22.9 | 3.9 | 5.9 | Nein | Heizenergiezähler | einstufig | 6 | 47 | R-410A | 2.6 | Nein | 8 | 20 | 10 | 65 | 4 | 0 | 0 | 0 | 0 | 0 | 0 | 0 | 0 | 0 | 21.2 | 5.6 | 3.8 | 0 | /temp/20180829145529/WW-210-17-18_Zertifikat_EHPA_V2.pdf | Wärmepumpen-Testzentrum WPZ Buchs |  | /temp/20240603111050/AT-HP-00630_EcoTouch_5029Ai_NC_Wasser-Wasser_bis_03_02_2027_mit_Unterschrift.pdf | 2027-02-03T00:00:00.000Z | AT-HP-00630 |  |  |  | 0 | 0 | 0 |  | 0000-00-00 | Ja | Ja | Nein | --- | 0 | 183 | 0 | 23 | A+++ | 243 | 0 | 22 | 0 | 23 | 0 | 22 | 0 | 23 | 0 | 22 | /temp/20180829145515/Datenblatt_ET_5029Ai_W10_15_02_18.pdf | A+++ | 254 | 188 | 250 | 184 | 1 | 1 | 1
12573 | Waterkotte EcoTouch 5029.5 Ai | /temp/20180829141423/logo.jpg | /temp/20180831094834/Kap_2_EcoTouch5029Ai_V4.pdf | 347 | 469 | 240 | 1 | 1 | EcoTouch 5029 Ai | 29.1 | 4.8 | 5.5 | Nein | Heizenergiezähler | einstufig | 6 | 47 | R-410A | 2.7 | Nein | 8 | 20 | 10 | 65 | 4 | 0 | 0 | 0 | 0 | 0 | 0 | 0 | 0 | 0 | 26.1 | 7.1 | 3.4 | 0 | /temp/20180829144414/WW-210-17-18_Zertifikat_EHPA_V2.pdf | Wärmepumpen-Testzentrum WPZ Buchs |  | /temp/20240603111201/AT-HP-00630_EcoTouch_5029Ai_NC_Wasser-Wasser_bis_03_02_2027_mit_Unterschrift.pdf | 2027-02-03T00:00:00.000Z | AT-HP-00630 |  |  |  | 0 | 0 | 0 |  | 0000-00-00 | Nein | Ja | Nein | --- | 0 | 180 | 0 | 29 | A+++ | 227 | 0 | 27 | 0 | 29 | 0 | 27 | 0 | 29 | 0 | 27 | /temp/20180829144347/Datenblatt_ET_5029Ai_W10_15_02_18.pdf | A+++ | 237 | 184 | 233 | 180 | 1 | 1 | 1
12580 | Waterkotte EcoTouch 5029.5 Ai NC | /temp/20180829141423/logo.jpg | /temp/20180831094359/Kap_2_EcoTouch5029Ai_V4.pdf | 347 | 469 | 240 | 1 | 1 | EcoTouch 5029 Ai | 29.1 | 4.8 | 5.5 | Nein | Heizenergiezähler | einstufig | 6 | 47 | R-410A | 2.7 | Nein | 8 | 20 | 10 | 65 | 4 | 0 | 0 | 0 | 0 | 0 | 0 | 0 | 0 | 0 | 26.1 | 7.1 | 3.4 | 0 | /temp/20180829145712/WW-210-17-18_Zertifikat_EHPA_V2.pdf | Wärmepumpen-Testzentrum WPZ Buchs |  | /temp/20240422080158/AT-HP-00630_EcoTouch_5029Ai_NC_Wasser-Wasser_bis_03_02_2027_mit_Unterschrift.pdf | 2027-02-03T00:00:00.000Z | AT-HP-00630 |  |  |  | 0 | 0 | 0 |  | 0000-00-00 | Ja | Ja | Nein | --- | 0 | 180 | 0 | 29 | A+++ | 227 | 0 | 27 | 0 | 29 | 0 | 27 | 0 | 29 | 0 | 27 | /temp/20180829145702/Datenblatt_ET_5029Ai_W10_15_02_18.pdf | A+++ | 237 | 184 | 233 | 180 | 1 | 1 | 1
9147 | Waterkotte EcoTouch Ai1 Geo 5006.5 | /temp/20140527114556/logo.jpg | /temp/20140527130709/EcoTouch_Ai1_Geo_D.pdf | 347 | 469 | 240 | 1 | 1 | EcoTouch Ai1 Geo | 8.1 | 1.3 | 6.4 | Nein | Heizenergiezähler | einstufig | 6 | 46 | R-410A | 1.8 | Ja | 5 | 20 | 20 | 63 | 2 | 8.7 | 1.6 | 5.5 | 7.7 | 1.6 | 4.8 | 8.3 | 2 | 4.1 | 7.3 | 2 | 3.6 | 208 | /temp/20140930162028/Ai1Geo_5006.5_wasser.pdf | TÜV SÜD AG | S4332013T1 | /temp/20230123111323/AT-HP-00220_EcoTouch_Ai1_Geo_Wasser-Wasser_bis_19_10_2025.pdf | 2025-10-19T00:00:00.000Z | AT-HP-00220 |  |  |  | 9.2 | 1.3 | 7.2 | /temp/20140527130815/Planung-Installation_EcoTouchAi1Geo_V42.pdf | 2013-08-12T00:00:00.000Z | Ja | Ja | Ja | L | 166 | 175 | 0 | 8 | A+++ | 263 | 0 | 7 | 0 | 8 | 0 | 7 | 0 | 8 | 0 | 7 | /temp/20160322142111/Datenblatt_ET_Ai1_Geo_B0-W10_22_03_16.pdf | A+++ | 270 | 179 | 265 | 176 | 1 | 0 | 1
9148 | Waterkotte EcoTouch Ai1 Geo 5008.5 | /temp/20140527130939/logo.jpg | /temp/20140527131504/EcoTouch_Ai1_Geo_D.pdf | 347 | 469 | 240 | 1 | 1 | EcoTouch Ai1 Geo | 10.5 | 1.6 | 6.4 | Nein | Heizenergiezähler | einstufig | 6 | 47 | R-410A | 1.8 | Ja | 5 | 20 | 20 | 63 | 2.6 | 11.4 | 2.1 | 5.5 | 10 | 2.1 | 4.8 | 10.7 | 2.6 | 4.1 | 9.8 | 2.6 | 3.6 | 217 | /temp/20140919125013/Ai1Geo_5008.5_wasser.pdf | TÜV SÜD AG | S4332013T1 | /temp/20230123111612/AT-HP-00220_EcoTouch_Ai1_Geo_Wasser-Wasser_bis_19_10_2025.pdf | 2025-10-19T00:00:00.000Z | AT-HP-00220 |  |  |  | 11.9 | 1.6 | 7.4 | /temp/20140527131612/Planung-Installation_EcoTouchAi1Geo_V42.pdf | 2014-08-12T00:00:00.000Z | Ja | Ja | Ja | L | 167 | 180 | 0 | 11 | A+++ | 283 | 0 | 10 | 0 | 11 | 0 | 10 | 0 | 11 | 0 | 10 | /temp/20160322145326/Datenblatt_ET_Ai1_Geo_B0-W10_22_03_16V2.pdf | A+++ | 292 | 185 | 287 | 181 | 1 | 0 | 1
9149 | Waterkotte EcoTouch Ai1 Geo 5010.5 | /temp/20140527132254/logo.jpg | /temp/20140527132900/EcoTouch_Ai1_Geo_D.pdf | 347 | 469 | 240 | 1 | 1 | EcoTouch Ai1 Geo | 14 | 2.2 | 6.5 | Nein | Heizenergiezähler | einstufig | 6 | 48 | R-410A | 2 | Ja | 5 | 20 | 20 | 63 | 3.4 | 15.1 | 2.7 | 5.6 | 13.3 | 2.7 | 4.9 | 14.2 | 3.4 | 4.2 | 12.6 | 3.4 | 3.7 | 223 | /temp/20140919125030/Ai1Geo_5010.5_wasser.pdf | TÜV SÜD AG | S4332013T1 | /temp/20230123111637/AT-HP-00220_EcoTouch_Ai1_Geo_Wasser-Wasser_bis_19_10_2025.pdf | 2025-10-19T00:00:00.000Z | AT-HP-00220 |  |  |  | 15.8 | 2.1 | 7.4 | /temp/20140527133008/Planung-Installation_EcoTouchAi1Geo_V42.pdf | 2013-08-12T00:00:00.000Z | Ja | Ja | Ja | L | 162 | 180 | 0 | 14 | A+++ | 272 | 0 | 13 | 0 | 14 | 0 | 13 | 0 | 14 | 0 | 13 | /temp/20160322145415/Datenblatt_ET_Ai1_Geo_B0-W10_22_03_16V2.pdf | A+++ | 280 | 184 | 275 | 180 | 1 | 0 | 1
9150 | Waterkotte EcoTouch Ai1 Geo 5013.5 | /temp/20140527133219/logo.jpg | /temp/20140527134642/EcoTouch_Ai1_Geo_D.pdf | 347 | 469 | 240 | 1 | 1 | EcoTouch Ai1 Geo | 18 | 2.8 | 6.3 | Nein | Heizenergiezähler | einstufig | 6 | 48 | R-410A | 2 | Ja | 5 | 20 | 20 | 63 | 4.3 | 19.4 | 3.5 | 5.5 | 17.2 | 3.5 | 4.8 | 18.3 | 4.4 | 4.1 | 16.3 | 4.4 | 3.7 | 225 | /temp/20140919125047/Ai1Geo_5013.5_wasser.pdf | TÜV SÜD AG | S4332013T1 | /temp/20230123111700/AT-HP-00220_EcoTouch_Ai1_Geo_Wasser-Wasser_bis_19_10_2025.pdf | 2025-10-19T00:00:00.000Z | AT-HP-00220 |  |  |  | 20.3 | 2.8 | 7.1 | /temp/20140527134750/Planung-Installation_EcoTouchAi1Geo_V42.pdf | 2013-08-12T00:00:00.000Z | Ja | Ja | Ja | L | 135 | 178 | 0 | 18 | A+++ | 264 | 0 | 16 | 0 | 18 | 0 | 16 | 0 | 18 | 0 | 16 | /temp/20160322145442/Datenblatt_ET_Ai1_Geo_B0-W10_22_03_16V2.pdf | A+++ | 272 | 183 | 268 | 180 | 1 | 0 | 1
12585 | Waterkotte EcoTouch DS 5028.5T | /temp/20180829152424/5027_2013-01-30_weiss_schraeg.tif | /temp/20180831093858/IND_Kap_1_DS5050T_V19_Online.pdf | 347 | 469 | 240 | 1 | 1 | EcoTouch DS 5050T | 28.1 | 4.4 | 6.1 | Nein | Heizenergiezähler | einstufig | 0 | 58 | R-410A | 3.65 | Nein | 8 | 20 | 10 | 65 | 5 | 0 | 0 | 0 | 0 | 0 | 0 | 0 | 0 | 0 | 25.3 | 6.9 | 3.5 | 0 | /temp/20180829152713/WW-180-15-07_EcoTouch_DS_5034.5t_zertifikat_v2.pdf | Wärmepumpen-Testzentrum WPZ Buchs |  | /temp/20240506063629/AT-HP-00409_Wasser-Wasser-07.2027.pdf | 2027-07-05T00:00:00.000Z | AT-HP-00409 |  |  |  | 0 | 0 | 0 |  | 0000-00-00 | Nein | Ja | Nein | --- | 0 | 169 | 0 | 27 | A+++ | 255 | 0 | 24 | 0 | 27 | 0 | 24 | 0 | 27 | 0 | 24 | /temp/20180829152658/Datenblatt_ET_DS_5050.5t_27_04_17.pdf | A+++ | 263 | 174 | 259 | 171 | 1 | 0 | 1
12586 | Waterkotte EcoTouch DS 5034.5T | /temp/20180829152939/5027_2013-01-30_weiss_schraeg.tif |  | 347 | 469 | 240 | 1 | 1 | EcoTouch DS 5050T | 32.9 | 5.8 | 5.7 | Nein | Heizenergiezähler | einstufig | 0 | 60 | R-410A | 4 | Nein | 8 | 20 | 10 | 65 | 7 | 0 | 0 | 0 | 0 | 0 | 0 | 0 | 0 | 0 | 31 | 8.6 | 3.6 | 0 | /temp/20180829153141/WW-180-15-07_EcoTouch_DS_5034.5t_zertifikat_v2.pdf | Wärmepumpen-Testzentrum WPZ Buchs |  | /temp/20240506063713/AT-HP-00409_Wasser-Wasser-07.2027.pdf | 2027-07-05T00:00:00.000Z | AT-HP-00409 |  |  |  | 0 | 0 | 0 |  | 0000-00-00 | Nein | Ja | Nein | --- | 0 | 171 | 0 | 34 | A+++ | 264 | 0 | 31 | 0 | 34 | 0 | 31 | 0 | 34 | 0 | 31 | /temp/20180829153129/Datenblatt_ET_DS_5050.5t_27_04_17.pdf | A+++ | 272 | 176 | 268 | 173 | 1 | 0 | 1
12587 | Waterkotte EcoTouch DS 5045.5T | /temp/20180829153241/5027_2013-01-30_weiss_schraeg.tif | /temp/20180831093741/IND_Kap_1_DS5050T_V19_Online.pdf | 347 | 469 | 240 | 1 | 1 | EcoTouch DS 5050T | 45.6 | 7.7 | 5.7 | Nein | Heizenergiezähler | einstufig | 0 | 62 | R-410A | 4.5 | Nein | 8 | 20 | 10 | 65 | 9 | 0 | 0 | 0 | 0 | 0 | 0 | 0 | 0 | 0 | 41.2 | 11.9 | 3.4 | 0 | /temp/20180829153421/WW-180-15-07_EcoTouch_DS_5034.5t_zertifikat_v2.pdf | Wärmepumpen-Testzentrum WPZ Buchs |  | /temp/20240506063745/AT-HP-00409_Wasser-Wasser-07.2027.pdf | 2027-07-05T00:00:00.000Z | AT-HP-00409 |  |  |  | 0 | 0 | 0 |  | 0000-00-00 | Nein | Ja | Nein | --- | 0 | 162 | 0 | 45 | A+++ | 238 | 0 | 41 | 0 | 45 | 0 | 41 | 0 | 45 | 0 | 41 | /temp/20180829153410/Datenblatt_ET_DS_5050.5t_27_04_17.pdf | A+++ | 244 | 166 | 241 | 163 | 1 | 0 | 1
12588 | Waterkotte EcoTouch DS 5056.5T | /temp/20180829153505/5027_2013-01-30_weiss_schraeg.tif | /temp/20180831093656/IND_Kap_1_DS5050T_V19_Online.pdf | 347 | 469 | 240 | 1 | 1 | EcoTouch DS 5050T | 57 | 9.6 | 5.7 | Nein | Heizenergiezähler | einstufig | 0 | 59 | R-410A | 5 | Nein | 8 | 20 | 10 | 65 | 11 | 0 | 0 | 0 | 0 | 0 | 0 | 0 | 0 | 0 | 51.1 | 14.3 | 3.5 | 0 | /temp/20180829153650/WW-180-15-07_EcoTouch_DS_5034.5t_zertifikat_v2.pdf | Wärmepumpen-Testzentrum WPZ Buchs |  | /temp/20240506063815/AT-HP-00409_Wasser-Wasser-07.2027.pdf | 2027-07-05T00:00:00.000Z | AT-HP-00409 |  |  |  | 0 | 0 | 0 |  | 0000-00-00 | Nein | Ja | Nein | --- | 0 | 166 | 0 | 56 | A+++ | 236 | 0 | 51 | 0 | 56 | 0 | 51 | 0 | 56 | 0 | 51 | /temp/20180829153639/Datenblatt_ET_DS_5050.5t_27_04_17.pdf | A+++ | 242 | 169 | 239 | 167 | 1 | 0 | 1
12713 | Waterkotte EcoTouch DS 5063.5T | /temp/20180829153241/5027_2013-01-30_weiss_schraeg.tif | /temp/20181018063532/IND_Kap_2_5112DT_5110T_V13_Online.pdf | 347 | 469 | 240 | 1 | 0 | EcoTouch DS 5110T | 63.2 | 10.6 | 5.7 | Nein | Heizenergiezähler | mehrstufig | 0 | 66 | R-410A | 9 | Nein | 8 | 20 | 10 | 63 | 12 | 0 | 0 | 0 | 0 | 0 | 0 | 0 | 0 | 0 | 57.9 | 16.6 | 3.4 | 0 | /temp/20181018063738/WP14SW153_L2R_scan.pdf | HLK Stuttgart GmbH |  | /temp/20210211101338/AT-HP-00319.pdf | 2023-09-07T00:00:00.000Z | AT-HP-00319 |  |  |  | 0 | 0 | 0 |  | 0000-00-00 | Nein | Ja | Nein | --- | 0 | 164 | 0 | 63 | A+++ | 244 | 0 | 58 | 0 | 63 | 0 | 58 | 0 | 63 | 0 | 58 | /temp/20181018063609/Datenblatt_DS_5110.5t_w10_27_04_17.pdf | A+++ | 251 | 168 | 247 | 166 | 1 | 0 | 1
12714 | Waterkotte EcoTouch DS 5075.5T | /temp/20180829153241/5027_2013-01-30_weiss_schraeg.tif | /temp/20181018064442/IND_Kap_2_5112DT_5110T_V13_Online.pdf | 347 | 469 | 240 | 1 | 0 | EcoTouch DS 5110T | 75.2 | 12.1 | 5.9 | Nein | Heizenergiezähler | mehrstufig | 0 | 69 | R-410A | 9 | Nein | 8 | 20 | 10 | 63 | 14 | 0 | 0 | 0 | 0 | 0 | 0 | 0 | 0 | 0 | 68 | 19.4 | 3.4 | 0 | /temp/20181018064401/WP14SW153_L2R_scan.pdf | HLK Stuttgart GmbH |  | /temp/20210211101544/AT-HP-00319.pdf | 2023-09-07T00:00:00.000Z | AT-HP-00319 |  |  |  | 0 | 0 | 0 |  | 0000-00-00 | Nein | Ja | Nein | --- | 0 | 165 | 0 | 75 | A+++ | 253 | 0 | 68 | 0 | 75 | 0 | 68 | 0 | 75 | 0 | 68 | /temp/20181018064428/Datenblatt_DS_5110.5t_w10_27_04_17.pdf | A+++ | 262 | 170 | 257 | 166 | 1 | 0 | 1
12715 | Waterkotte EcoTouch DS 5085.5T | /temp/20180829153241/5027_2013-01-30_weiss_schraeg.tif | /temp/20181018064719/IND_Kap_2_5112DT_5110T_V13_Online.pdf | 347 | 469 | 240 | 1 | 0 | EcoTouch DS 5110T | 85 | 13.8 | 5.9 | Nein | Heizenergiezähler | mehrstufig | 0 | 69 | R-410A | 9.5 | Nein | 8 | 20 | 10 | 63 | 16 | 0 | 0 | 0 | 0 | 0 | 0 | 0 | 0 | 0 | 76.6 | 22 | 3.4 | 0 | /temp/20181018064829/WP14SW153_L2R_scan.pdf | HLK Stuttgart GmbH |  | /temp/20210211101514/AT-HP-00319.pdf | 2023-09-07T00:00:00.000Z | AT-HP-00319 |  |  |  | 0 | 0 | 0 |  | 0000-00-00 | Nein | Ja | Nein | --- | 0 | 167 | 0 | 85 | A+++ | 255 | 0 | 77 | 0 | 85 | 0 | 77 | 0 | 85 | 0 | 77 | /temp/20181018064728/Datenblatt_DS_5110.5t_w10_27_04_17.pdf | A+++ | 263 | 171 | 260 | 168 | 1 | 0 | 1
12716 | Waterkotte EcoTouch DS 5095.5T | /temp/20180829153241/5027_2013-01-30_weiss_schraeg.tif | /temp/20181018065755/IND_Kap_2_5112DT_5110T_V13_Online.pdf | 347 | 469 | 240 | 1 | 0 | EcoTouch DS 5110T | 95.2 | 15.6 | 5.8 | Nein | Heizenergiezähler | mehrstufig | 0 | 70 | R-410A | 10.3 | Nein | 8 | 20 | 10 | 63 | 20 | 0 | 0 | 0 | 0 | 0 | 0 | 0 | 0 | 0 | 85.4 | 24.2 | 3.4 | 0 | /temp/20181018065717/WP14SW153_L2R_scan.pdf | HLK Stuttgart GmbH |  | /temp/20210211101432/AT-HP-00319.pdf | 2023-09-07T00:00:00.000Z | AT-HP-00319 |  |  |  | 0 | 0 | 0 |  | 0000-00-00 | Nein | Ja | Nein | --- | 0 | 166 | 0 | 95 | A+++ | 249 | 0 | 85 | 0 | 95 | 0 | 85 | 0 | 95 | 0 | 85 | /temp/20181018065743/Datenblatt_DS_5110.5t_w10_27_04_17.pdf | A+++ | 257 | 170 | 254 | 167 | 1 | 0 | 1
27383 | WATERKOTTE EcoTouch Geo Inverter 5015.5 Ai (NC) |  |  | 347 | 469 | 240 | 1 | 1 | EcoTouch Geo Inverter 5029 Ai | 14.6 | 2.6 | 5.7 | Ja | Heizenergiezähler | modulierend | 0 | 45 | R-410A | 2.75 | Nein | 0 | 0 | 0 | 0 | 0 | 0 | 0 | 0 | 0 | 0 | 0 | 0 | 0 | 0 | 13.1 | 3.6 | 3.6 | 0 | /temp/20220901085636/WW-229-19-06_Pruefzertifikat_V02.pdf | Wärmepumpen-Testzentrum WPZ Buchs |  | /temp/20220901085200/AT-HP-00896_EcoTouch_Geo_Inverter_5029_Ai_NC_Wasser-Wasser_bis_17_06_2025_mit_Unterschrift.pdf | 2025-06-17T00:00:00.000Z | AT-HP-00896 |  |  |  | 0 | 0 | 0 |  | 0000-00-00 | Nein | Ja | Nein | --- | 0 | 206 | 0 | 14 | A+++ | 279 | 0 | 13 | 0 | 0 | 0 | 0 | 0 | 0 | 0 | 0 | /temp/20221004061210/Datenblatt_ET_5029Ai_Inverter_B0_W10_26_09_19_V02.pdf | A+++ | 0 | 0 | 0 | 0 | 1 | 1 | 1
29467 | Waterkotte Industrial Line 5060.8 DT | /temp/20240307142329/logo.jpg |  | 347 | 469 | 240 | 1 | 1 | Industrial Line 5080 DT | 59.8 | 10.6 | 5.7 | Nein | HeizenergiezÃƒÂ¤hler | mehrstufig | 0 | 59 | R-513A | 4.8 | Nein | 0 | 0 | 0 | 0 | 0 | 0 | 0 | 0 | 0 | 0 | 0 | 0 | 0 | 0 | 53.9 | 15.8 | 3.4 | 0 | /temp/20240718141313/O-B-01854-23-SCAN.pdf | Public Enterprise Brno Czech Republic |  | /temp/20240718141313/AT-HP-01097_Indutrial_Line_5080DT_Wasser-Wasser_bis_09_02_2027_mit_Unterschrift.pdf | 2027-02-09T00:00:00.000Z | at-hp-01097 |  |  |  | 0 | 0 | 0 |  | 0000-00-00 | Nein | Ja | Nein | --- | 0 | 182 | 0 | 59.8 | A+++ | 243 | 0 | 53.9 | 0 | 0 | 0 | 0 | 0 | 0 | 0 | 0 | /temp/20240718141313/Etas_und_COP_Baureihe_IL_5080_DT.pdf | A+++ | 0 | 0 | 0 | 0 | 1 | 1 | 1
29456 | Waterkotte Industrial Line 5070.8 DT | /temp/20240307142329/logo.jpg |  | 347 | 469 | 240 | 1 | 1 | Industrial Line 5080 DT | 64.1 | 11.7 | 5.5 | Nein | HeizenergiezÃ¤hler | mehrstufig | 0 | 59 | R-513A | 5.6 | Nein | 0 | 0 | 0 | 0 | 0 | 0 | 0 | 0 | 0 | 0 | 0 | 0 | 0 | 0 | 59.3 | 17.4 | 3.4 | 0 | /temp/20240710082653/O-B-01854-23-SCAN.pdf | Public Enterprise Brno Czech Republic |  | /temp/20240710073554/AT-HP-01097_Indutrial_Line_5080DT_Wasser-Wasser_bis_09_02_2027_mit_Unterschrift.pdf | 2027-02-09T00:00:00.000Z | at-hp-01097 |  |  |  | 0 | 0 | 0 |  | 0000-00-00 | Nein | Ja | Nein | --- | 0 | 190 | 0 | 64.1 | A+++ | 247 | 0 | 59.3 | 0 | 0 | 0 | 0 | 0 | 0 | 0 | 0 | /temp/20240718135104/Etas_und_COP_Baureihe_IL_5080_DT.pdf | A+++ | 0 | 0 | 0 | 0 | 1 | 1 | 1
29004 | Waterkotte Industrial Line 5080.8 DT | /temp/20240307142329/logo.jpg | /temp/20240307143414/Leistungsdaten_EN_14511_5080DT.pdf | 347 | 469 | 240 | 1 | 1 | Industrial Line 5080 DT | 72.4 | 13.7 | 5.3 | Nein | Heizenergiezähler | mehrstufig | 0 | 61 | R-513A | 5.6 | Nein | 0 | 0 | 0 | 0 | 0 | 0 | 0 | 0 | 0 | 0 | 0 | 0 | 0 | 0 | 67.7 | 18.8 | 3.6 | 0 | /temp/20240307143415/O-B-01854-23-SCAN.pdf | Public Enterprise Brno Czech Republic |  | /temp/20240307143414/AT-HP-01097_Indutrial_Line_5080DT_Wasser-Wasser_bis_09_02_2027_mit_Unterschrift.pdf | 2027-02-09T00:00:00.000Z | at-hp-01097 | /temp/20240307143415/Baugleichheitsbestaetigung_5080DT.pdf |  |  | 0 | 0 | 0 |  | 0000-00-00 | Nein | Ja | Nein | --- | 0 | 189 | 0 | 72 | A+++ | 231 | 0 | 68 | 0 | 0 | 0 | 0 | 0 | 0 | 0 | 0 | /temp/20240207153814/Datenblatt_IL_5080.8dt_b0-w10_26_09_19v02.pdf | A+++ | 0 | 0 | 0 | 0 | 1 | 1 | 1
11863 | Weider SW 120 egw | /temp/20180316174451/logo.jpg |  | 347 | 486 | 611 | 1 | 1 | SW | 13.1 | 2.2 | 5.9 | Nein | Heizenergiezähler | einstufig | 0 | 51 | R-407C | 2.4 | Nein | 0 | 0 | 0 | 0 | 0 | 0 | 0 | 0 | 0 | 0 | 0 | 0 | 0 | 0 | 11.5 | 3.5 | 3.3 | 0 | /temp/20231019130855/085e7d00-b99d-4b1d-9a57-b91b13881cf7.pdf | AIT Austrian Institute of Technology GmbH |  | /temp/20240717091208/EHPA_Guetesiegel_SW50-SW300egw_Oesterreich_(AT-HP-00534).pdf | 2025-11-15T00:00:00.000Z | AT-HP-00534 | /temp/20180316175113/Bauartengleichheit_SW-Baureihe_egw.pdf | Weider | SW | 0 | 0 | 0 |  | 0000-00-00 | Ja | Ja | Nein | --- | 0 | 165 | 0 | 14.26 | A+++ | 229 | 0 | 14.67 | 0 | 0 | 0 | 0 | 0 | 0 | 0 | 0 | /temp/20180316174936/EL_PF_SW120egw.pdf | A+++ | 0 | 0 | 0 | 0 | 1 | 1 | 1
11860 | Weider SW 150 egw | /temp/20180316170300/logo.jpg |  | 347 | 486 | 611 | 1 | 1 | SW | 16.2 | 2.6 | 6.2 | Nein | Heizenergiezähler | einstufig | 0 | 58 | R-407C | 2.4 | Nein | 0 | 0 | 0 | 0 | 0 | 0 | 0 | 0 | 0 | 0 | 0 | 0 | 0 | 0 | 13.8 | 4 | 3.4 | 0 | /temp/20231120101632/Pruefbericht_SW150_egw.pdf | AIT Austrian Institute of Technology GmbH |  | /temp/20240717091412/EHPA_Guetesiegel_SW50-SW300egw_Oesterreich_(AT-HP-00534).pdf | 2025-11-15T00:00:00.000Z | AT-HP-00534 |  |  |  | 0 | 0 | 0 |  | 0000-00-00 | Ja | Ja | Nein | --- | 0 | 161 | 0 | 16.63 | A+++ | 234 | 0 | 16.37 | 0 | 0 | 0 | 0 | 0 | 0 | 0 | 0 | /temp/20231211134130/SW_150_egw.pdf | A+++ | 0 | 0 | 0 | 0 | 1 | 1 | 1 | /temp/20231121113913/SW_150_egw.pdf
11864 | Weider SW 210 egw | /temp/20180316180945/logo.jpg |  | 347 | 486 | 611 | 1 | 1 | SW | 22.6 | 3.9 | 5.8 | Nein | Heizenergiezähler | einstufig | 0 | 58 | R-407C | 2.4 | Nein | 0 | 0 | 0 | 0 | 0 | 0 | 0 | 0 | 0 | 0 | 0 | 0 | 0 | 0 | 20 | 5.7 | 3.5 | 0 | /temp/20231019130320/085e7d00-b99d-4b1d-9a57-b91b13881cf7.pdf | AIT Austrian Institute of Technology GmbH |  | /temp/20240717091553/EHPA_Guetesiegel_SW50-SW300egw_Oesterreich_(AT-HP-00534).pdf | 2025-11-15T00:00:00.000Z | AT-HP-00534 | /temp/20180316182139/Bauartengleichheit_SW-Baureihe_egw.pdf | Weider | SW | 0 | 0 | 0 |  | 0000-00-00 | Ja | Ja | Nein | --- | 0 | 172 | 0 | 24.48 | A+++ | 237 | 0 | 25.73 | 0 | 0 | 0 | 0 | 0 | 0 | 0 | 0 | /temp/20180316182029/EL_PF_SW210egw.pdf | A+++ | 0 | 0 | 0 | 0 | 1 | 1 | 1
11865 | Weider SW 300 egw | /temp/20180316184611/logo.jpg |  | 347 | 486 | 611 | 1 | 1 | SW | 30 | 5.4 | 5.6 | Nein | Heizenergiezähler | einstufig | 0 | 58 | R-407C | 4.8 | Nein | 0 | 0 | 0 | 0 | 0 | 0 | 0 | 0 | 0 | 0 | 0 | 0 | 0 | 0 | 26.1 | 7.7 | 3.4 | 0 | /temp/20231019130356/085e7d00-b99d-4b1d-9a57-b91b13881cf7.pdf | AIT Austrian Institute of Technology GmbH |  | /temp/20240717091838/EHPA_Guetesiegel_SW50-SW300egw_Oesterreich_(AT-HP-00534).pdf | 2025-11-15T00:00:00.000Z | AT-HP-00534 | /temp/20180316185348/Bauartengleichheit_SW-Baureihe_egw.pdf | Weider | SW | 0 | 0 | 0 |  | 0000-00-00 | Ja | Ja | Nein | --- | 0 | 168 | 0 | 31.63 | A+++ | 234 | 0 | 32.27 | 0 | 0 | 0 | 0 | 0 | 0 | 0 | 0 | /temp/20180316185246/EL_PF_SW300egw.pdf | A+++ | 0 | 0 | 0 | 0 | 1 | 1 | 1
11861 | Weider SW 50 egw | /temp/20180316171452/logo.jpg |  | 347 | 486 | 611 | 1 | 1 | SW | 5.5 | 0.9 | 5.9 | Nein | Heizenergiezähler | einstufig | 0 | 46 | R-407C | 1.3 | Nein | 0 | 0 | 0 | 0 | 0 | 0 | 0 | 0 | 0 | 0 | 0 | 0 | 0 | 0 | 5.8 | 1.6 | 3.6 | 0 | /temp/20231019130018/085e7d00-b99d-4b1d-9a57-b91b13881cf7.pdf | AIT Austrian Institute of Technology GmbH |  | /temp/20240717083502/EHPA_Guetesiegel_SW50-SW300egw_Oesterreich_(AT-HP-00534).pdf | 2025-11-15T00:00:00.000Z | AT-HP-00534 | /temp/20180316172613/Bauartengleichheit_SW-Baureihe_egw.pdf | Weider | SW | 0 | 0 | 0 |  | 0000-00-00 | Ja | Ja | Nein | --- | 0 | 169 | 0 | 6.91 | A+++ | 221 | 0 | 7.07 | 0 | 0 | 0 | 0 | 0 | 0 | 0 | 0 | /temp/20180316172158/EL_PF_SW50egw.pdf | A+++ | 0 | 0 | 0 | 0 | 1 | 1 | 1
11862 | Weider SW 70 egw | /temp/20180316173114/logo.jpg |  | 347 | 486 | 611 | 1 | 1 | SW | 7.4 | 1.2 | 6 | Nein | Heizenergiezähler | einstufig | 0 | 48 | R-407C | 1.8 | Nein | 0 | 0 | 0 | 0 | 0 | 0 | 0 | 0 | 0 | 0 | 0 | 0 | 0 | 0 | 6.7 | 1.9 | 3.5 | 0 | /temp/20231019130104/085e7d00-b99d-4b1d-9a57-b91b13881cf7.pdf | AIT Austrian Institute of Technology GmbH |  | /temp/20240717083904/EHPA_Guetesiegel_SW50-SW300egw_Oesterreich_(AT-HP-00534).pdf | 2025-11-15T00:00:00.000Z | AT-HP-00534 | /temp/20180316173712/Bauartengleichheit_SW-Baureihe_egw.pdf | Weider | SW | 0 | 0 | 0 |  | 0000-00-00 | Ja | Ja | Nein | --- | 0 | 173 | 0 | 7.72 | A+++ | 240 | 0 | 8.46 | 0 | 0 | 0 | 0 | 0 | 0 | 0 | 0 | /temp/20180316173439/EL_PF_SW70egw.pdf | A+++ | 0 | 0 | 0 | 0 | 1 | 1 | 1
9151 | Weider SW 90 egw | /temp/20180316162829/logo.jpg |  | 347 | 486 | 611 | 1 | 1 | SW | 9 | 1.5 | 6.2 | Nein | Heizenergiezähler | einstufig | 0 | 50 | R-407C | 2.7 | Nein | 0 | 0 | 0 | 0 | 0 | 0 | 0 | 0 | 0 | 0 | 0 | 0 | 0 | 0 | 7.9 | 2.5 | 3.2 | 0 | /temp/20231019130204/085e7d00-b99d-4b1d-9a57-b91b13881cf7.pdf | Wärmepumpen-Testzentrum WPZ Buchs | WW-145-10-16 | /temp/20240717084436/EHPA_Guetesiegel_SW50-SW300egw_Oesterreich_(AT-HP-00534).pdf | 2025-11-15T00:00:00.000Z | AT-HP-00534 |  |  |  | 0 | 0 | 0 |  | 2011-10-27T00:00:00.000Z | Ja | Ja | Nein | --- | 0 | 176 | 0 | 10.44 | A+++ | 251 | 0 | 10.95 | 0 | 0 | 0 | 0 | 0 | 0 | 0 | 0 | /temp/20180316163211/EL_PF_SW90egw.pdf | A+++ | 0 | 0 | 0 | 0 | 1 | 1 | 1